## Services
Service ID | Service Name | Service Alias | Customer Name | Service Rate | Container Rate | Server Connection Category | Service Protection | Revertive Mode | Category | Service Direction | Service Operational State | Service Latency State | Measured Service Latency (Working Route) (msec) | Measured Service Latency (Protection Route) (msec) | A-Node Name | A-Node Type | A-Node Card | A-Node Port | Z-Node Name | Z-Node Type | Z-Node Card | Z-Node Port | PM 24hour | PM 15min | Alarm State | Alarm Severity | Allow Ason Resources | ESM DSR | Creation Time | Created By | Main OMS Route | Main Route Hops | Main OS Names | Protection OMS Route | Protection Route Hops | Protection OS Names | Main OCH Names | Protection OCH Names
935 | 1/OTU2/METLAOUI2/Metlaoui:1 ODU2:1 DSR:1 | 1/OTU2/METLAOUI2/Metlaoui:1 ODU2:1 DSR:1 |  | DSR | dsr | NA | UNPROTECTED | NA | MANAGED_PLANE | BiDirectional | Up | NOT COMPUTED | 0.0 | 0.0 | PSS_GAF_9081 | 1830 PSS-32 | 11QCE12X | 11QCE12X-1-17-X1-1 | PSS_GAF_9080 | 1830 PSS-32 | 11QCE12X | 11QCE12X-1-13-X1-1 | Started | Started | Cleared | Cleared | No | Yes | 2020-08-25 01:57:14 | SYSTEM_NOTIF | PSS_GAF_9080/AHPLG-1-2-LINE-PSS_GAF_9081/AHPHG-1-6-LINE | PSS_GAF_9080 PSS_GAF_9081 | PSS_GAF_9081/CWR-1-8-CLS1/11QCE12X-1-17-X1/OS PSS_GAF_9080/CWR-1-4-CLS6/11QCE12X-1-13-X1/OS |  |  |  | 1/OTU2/METLAOUI2/Metlaoui:1
936 | 2/OTU2/METLAOUI2/Metlaoui:2 ODU2:1 DSR:1 | 2/OTU2/METLAOUI2/Metlaoui:2 ODU2:1 DSR:1 |  | DSR | dsr | NA | UNPROTECTED | NA | MANAGED_PLANE | BiDirectional | Up | NOT COMPUTED | 0.0 | 0.0 | PSS_GAF_9081 | 1830 PSS-32 | 11QCE12X | 11QCE12X-1-17-X2-1 | PSS_GAF_9080 | 1830 PSS-32 | 11QCE12X | 11QCE12X-1-13-X2-1 | NotEnabled | NotEnabled | Cleared | Cleared | No | Yes | 2020-08-25 01:57:15 | SYSTEM_NOTIF | PSS_GAF_9080/AHPLG-1-2-LINE-PSS_GAF_9081/AHPHG-1-6-LINE | PSS_GAF_9080 PSS_GAF_9081 | PSS_GAF_9081/CWR-1-8-CLS2/11QCE12X-1-17-X2/OS PSS_GAF_9080/CWR-1-4-CLS7/11QCE12X-1-13-X2/OS |  |  |  | 2/OTU2/METLAOUI2/Metlaoui:2
1138 | 1/ODU2/Tabarka/AIN_DRAHEM OTU2#1:1 ODU2:1 ODU1:1 DSR:1 | 1/ODU2/Tabarka/AIN_DRAHEM OTU2#1:1 ODU2:1 ODU1:1 DSR:1 |  | CBR2G5 | dsr | NA | UNPROTECTED | NA | MANAGED_PLANE | BiDirectional | Up | NOT COMPUTED | 0.0 | 0.0 | PSS_JEN_9109 | 1830 PSS-32 | 11STMM10 | 11STMM10-1-17-C10 | PSS_JEN_9068 | 1830 PSS-32 | 11STMM10 | 11STMM10-1-17-C10 | NotEnabled | NotEnabled | Cleared | Cleared | No | No | 2020-08-25 02:18:57 | SYSTEM_NOTIF | PSS_JEN_9109/AHPHG-1-6-LINE-PSS_JEN_9068/ALPHG-1-2-LINE | PSS_JEN_9109 PSS_JEN_9068 | PSS_JEN_9068/CWR-1-4-CLS1/11STMM10-1-17-L1/OS PSS_JEN_9109/CWR-1-8-CLS1/11STMM10-1-17-L1/OS |  |  |  | 1/ODU2/Tabarka/AIN_DRAHEM OTU2#1:1
1142 | 1/ODU2/Tabarka/AIN_DRAHEM OTU2#1:1 ODU2:1 ODU1:2 DSR:1 | 1/ODU2/Tabarka/AIN_DRAHEM OTU2#1:1 ODU2:1 ODU1:2 DSR:1 |  | 1GbE | dsr | NA | UNPROTECTED | NA | MANAGED_PLANE | BiDirectional | Up | NOT COMPUTED | 0.0 | 0.0 | PSS_JEN_9109 | 1830 PSS-32 | 11STMM10 | 11STMM10-1-17-C8 | PSS_JEN_9068 | 1830 PSS-32 | 11STMM10 | 11STMM10-1-17-C8 | NotEnabled | NotEnabled | Cleared | Cleared | No | No | 2020-08-25 02:19:03 | SYSTEM_NOTIF | PSS_JEN_9109/AHPHG-1-6-LINE-PSS_JEN_9068/ALPHG-1-2-LINE | PSS_JEN_9109 PSS_JEN_9068 | PSS_JEN_9068/CWR-1-4-CLS1/11STMM10-1-17-L1/OS PSS_JEN_9109/CWR-1-8-CLS1/11STMM10-1-17-L1/OS |  |  |  | 1/ODU2/Tabarka/AIN_DRAHEM OTU2#1:1
1144 | RTN_BEJ_9516_LH_RTN_JEN_9068LH RTN980LH-17-EG4-02 | RTN_BEJ_9516_LH_RTN_JEN_9068LH RTN980LH-17-EG4-02 |  | 1GbE | dsr | NA | UNPROTECTED | NA | MANAGED_PLANE | BiDirectional | Up | NOT COMPUTED | 0.0 | 0.0 | PSS_JEN_9068 | 1830 PSS-32 | 11STMM10 | 11STMM10-1-17-C6 | PSS_JEN_9109 | 1830 PSS-32 | 11STMM10 | 11STMM10-1-17-C6 | NotEnabled | NotEnabled | Warning | Warning | No | No | 2020-08-25 02:19:03 | SYSTEM_NOTIF | PSS_JEN_9109/AHPHG-1-6-LINE-PSS_JEN_9068/ALPHG-1-2-LINE | PSS_JEN_9109 PSS_JEN_9068 | PSS_JEN_9068/CWR-1-4-CLS1/11STMM10-1-17-L1/OS PSS_JEN_9109/CWR-1-8-CLS1/11STMM10-1-17-L1/OS |  |  |  | 1/ODU2/Tabarka/AIN_DRAHEM OTU2#1:1
1145 | 1/ODU2/Tabarka/AIN_DRAHEM OTU2#1:1 ODU2:1 ODU1:2 DSR:3 | 1/ODU2/Tabarka/AIN_DRAHEM OTU2#1:1 ODU2:1 ODU1:2 DSR:3 |  | 1GbE | dsr | NA | UNPROTECTED | NA | MANAGED_PLANE | BiDirectional | Up | NOT COMPUTED | 0.0 | 0.0 | PSS_JEN_9068 | 1830 PSS-32 | 11STMM10 | 11STMM10-1-17-C7 | PSS_JEN_9109 | 1830 PSS-32 | 11STMM10 | 11STMM10-1-17-C7 | NotEnabled | NotEnabled | Warning | Warning | No | No | 2020-08-25 02:19:03 | SYSTEM_NOTIF | PSS_JEN_9109/AHPHG-1-6-LINE-PSS_JEN_9068/ALPHG-1-2-LINE | PSS_JEN_9109 PSS_JEN_9068 | PSS_JEN_9068/CWR-1-4-CLS1/11STMM10-1-17-L1/OS PSS_JEN_9109/CWR-1-8-CLS1/11STMM10-1-17-L1/OS |  |  |  | 1/ODU2/Tabarka/AIN_DRAHEM OTU2#1:1
1150 | 1/ODU2/Tabarka/AIN_DRAHEM OTU2#1:1 ODU2:1 ODU1:3 DSR:1 | 1/ODU2/Tabarka/AIN_DRAHEM OTU2#1:1 ODU2:1 ODU1:3 DSR:1 |  | 1GbE | dsr | NA | UNPROTECTED | NA | MANAGED_PLANE | BiDirectional | Up | NOT COMPUTED | 0.0 | 0.0 | PSS_JEN_9068 | 1830 PSS-32 | 11STMM10 | 11STMM10-1-17-C5 | PSS_JEN_9109 | 1830 PSS-32 | 11STMM10 | 11STMM10-1-17-C5 | NotEnabled | NotEnabled | Cleared | Cleared | No | No | 2020-08-25 02:19:44 | SYSTEM_NOTIF | PSS_JEN_9109/AHPHG-1-6-LINE-PSS_JEN_9068/ALPHG-1-2-LINE | PSS_JEN_9109 PSS_JEN_9068 | PSS_JEN_9068/CWR-1-4-CLS1/11STMM10-1-17-L1/OS PSS_JEN_9109/CWR-1-8-CLS1/11STMM10-1-17-L1/OS |  |  |  | 1/ODU2/Tabarka/AIN_DRAHEM OTU2#1:1
1185 | 10G - S2/SL16/C3 # PE 9026 _A( 2/2/2)- S1/SL17/C3#PE9126(1/1/1) | 10G - S2/SL16/C3 # PE 9026 _A( 2/2/2)- S1/SL17/C3#PE9126(1/1/1) |  | 10GbE | dsr | NA | UNPROTECTED | NA | MANAGED_PLANE | BiDirectional | Up | NOT COMPUTED | 0.0 | 0.0 | PSS_GAB_9026 | 1830 PSS-32 | 11QPA4 | 11QPA4-2-16-C3 | PSS_TAT_9126 | 1830 PSS-32 | 11QPA4 | 11QPA4-1-17-C3 | NotEnabled | NotEnabled | Cleared | Cleared | No | No | 2020-08-25 02:22:17 | SYSTEM_NOTIF | PSS_GAB_9026/AHPHG-2-2-LINE-PSS_MED_9050/AHPHG-1-2-LINE PSS_TAT_9126/ALPHG-1-6-LINE-PSS_MED_9050/ALPHG-1-6-LINE | PSS_GAB_9026 PSS_MED_9050 PSS_TAT_9126 | PSS_TAT_9126/CWR-1-8-CLS4/11QPA4-1-17-L3/OS PSS_GAB_9026/SFD-30-1-9440/11QPA4-2-16-L3/OS |  |  |  | 1/ODU2/Gabes/Tataouine OTU2#1:4
1187 | 10G - S/SL14/C3 # PE 9026 _A( 5/1/4)- S1/SL17/C4#PE9126(1/5/1) | 10G - S/SL14/C3 # PE 9026 _A( 5/1/4)- S1/SL17/C4#PE9126(1/5/1) |  | 10GbE | dsr | NA | UNPROTECTED | NA | MANAGED_PLANE | BiDirectional | Up | NOT COMPUTED | 0.0 | 0.0 | PSS_TAT_9126 | 1830 PSS-32 | 11QPA4 | 11QPA4-1-17-C4 | PSS_GAB_9026 | 1830 PSS-32 | 11QPA4 | 11QPA4-3-14-C4 | NotEnabled | NotEnabled | Cleared | Cleared | No | No | 2020-08-25 02:22:26 | SYSTEM_NOTIF | PSS_GAB_9026/AHPHG-2-2-LINE-PSS_MED_9050/AHPHG-1-2-LINE PSS_TAT_9126/ALPHG-1-6-LINE-PSS_MED_9050/ALPHG-1-6-LINE | PSS_GAB_9026 PSS_MED_9050 PSS_TAT_9126 | PSS_TAT_9126/CWR-1-8-CLS5/11QPA4-1-17-L4/OS PSS_GAB_9026/SFD-30-1-9510/11QPA4-3-14-L4/OS |  |  |  | 1/OTU2/Tataouine/Gabes:5
1242 | 10G - S1/SL16/C2 # PE9058( 1/1/1)- S1/SL15/C2#PE9084(1/9/1) | 10G - S1/SL16/C2 # PE9058( 1/1/1)- S1/SL15/C2#PE9084(1/9/1) |  | 10GbE | dsr | NA | UNPROTECTED | NA | MANAGED_PLANE | BiDirectional | Up | NOT COMPUTED | 0.0 | 0.0 | PSS_JEN_9084 | 1830 PSS-32 | 11QPA4 | 11QPA4-1-15-C2 | PSS_KEF_9058 | 1830 PSS-32 | 11QPA4 | 11QPA4-1-16-C2 | NotEnabled | NotEnabled | Cleared | Cleared | No | No | 2020-08-25 02:31:16 | SYSTEM_NOTIF | PSS_JEN_9084/ALPHG-1-6-LINE-PSS_KEF_9058/ALPHG-1-2-LINE | PSS_KEF_9058 PSS_JEN_9084 | PSS_JEN_9084/CWR-1-8-CLS3/11QPA4-1-15-L2/OS PSS_KEF_9058/CWR-1-4-CLS3/11QPA4-1-16-L2/OS |  |  |  | 1/OTU2/Jendouba/Kef:3
1248 | 10G - S1/SL15/C1 # PE9084( 1/11/2)- S1/SL16/C1#PE9058 | 10G - S1/SL15/C1 # PE9084( 1/11/2)- S1/SL16/C1#PE9058 |  | 10GbE | dsr | NA | UNPROTECTED | NA | MANAGED_PLANE | BiDirectional | Up | NOT COMPUTED | 0.0 | 0.0 | PSS_JEN_9084 | 1830 PSS-32 | 11QPA4 | 11QPA4-1-15-C1 | PSS_KEF_9058 | 1830 PSS-32 | 11QPA4 | 11QPA4-1-16-C1 | NotEnabled | NotEnabled | Cleared | Cleared | No | No | 2020-08-25 02:31:53 | SYSTEM_NOTIF | PSS_JEN_9084/ALPHG-1-6-LINE-PSS_KEF_9058/ALPHG-1-2-LINE | PSS_KEF_9058 PSS_JEN_9084 | PSS_JEN_9084/CWR-1-8-CLS2/11QPA4-1-15-L1/OS PSS_KEF_9058/CWR-1-4-CLS2/11QPA4-1-16-L1/OS |  |  |  | 128.5.12.84/1/15/L1-128.5.12.58/1/16/L1:2
1262 | 10G - S2/SL16/C1 # PE9084( 1/1/1)- S1/SL16/C1#PE9068(1/5/1) | 10G - S2/SL16/C1 # PE9084( 1/1/1)- S1/SL16/C1#PE9068(1/5/1) |  | 10GbE | dsr | NA | UNPROTECTED | NA | MANAGED_PLANE | BiDirectional | Up | NOT COMPUTED | 0.0 | 0.0 | PSS_JEN_9084 | 1830 PSS-32 | 11QPA4 | 11QPA4-2-16-C1 | PSS_JEN_9068 | 1830 PSS-32 | 11QPA4 | 11QPA4-1-16-C1 | NotEnabled | NotEnabled | Cleared | Cleared | No | No | 2020-08-25 02:33:10 | SYSTEM_NOTIF | PSS_JEN_9109/AHPHG-1-6-LINE-PSS_JEN_9068/ALPHG-1-2-LINE PSS_JEN_9084/ALPHG-2-2-LINE-PSS_JEN_9109/AHPHG-1-2-LINE | PSS_JEN_9109 PSS_JEN_9068 PSS_JEN_9084 | PSS_JEN_9084/CWR-2-4-CLS2/11QPA4-2-16-L1/OS PSS_JEN_9068/CWR-1-4-CLS2/11QPA4-1-16-L1/OS |  |  |  | 1/ODU2/Jendouba/Tabarka OTU2#1:2
1263 | 128.5.12.84/1/17/L2-128.5.12.58/1/17/L1:1 ODU2:1 ODU0:1 DSR:1 | 128.5.12.84/1/17/L2-128.5.12.58/1/17/L1:1 ODU2:1 ODU0:1 DSR:1 |  | 1GbE | odu0 | MANAGED_PLANE | UNPROTECTED | NA | MANAGED_PLANE | BiDirectional | Up | NOT COMPUTED | 0.0 | 0.0 | PSS_KEF_9058 | 1830 PSS-32 | 11DPM12 | 11DPM12-1-17-C11 | PSS_JEN_9084 | 1830 PSS-32 | 11DPM12 | 11DPM12-1-17-C8 | NotEnabled | NotEnabled | Cleared | Cleared | No | No | 2020-08-25 02:33:19 | SYSTEM_NOTIF | PSS_JEN_9084/ALPHG-1-6-LINE-PSS_KEF_9058/ALPHG-1-2-LINE | PSS_KEF_9058 PSS_JEN_9084 | PSS_JEN_9084/CWR-1-8-CLS1/11DPM12-1-17-L2/OS PSS_KEF_9058/CWR-1-4-CLS1/11DPM12-1-17-L1/OS |  |  |  | 128.5.12.84/1/17/L2-128.5.12.58/1/17/L1:1
1264 | JEN_9084/1/17/C9 - JEN_9084/1/17/L2:2 DSR:1 | JEN_9084/1/17/C9 - JEN_9084/1/17/L2:2 DSR:1 |  | STM-16 | odu1 | MANAGED_PLANE | UNPROTECTED | NA | MANAGED_PLANE | BiDirectional | Up | NOT COMPUTED | 0.0 | 0.0 | PSS_JEN_9084 | 1830 PSS-32 | 11DPM12 | 11DPM12-1-17-C9 | PSS_KEF_9058 | 1830 PSS-32 | 11DPM12 | 11DPM12-1-17-C12 | NotEnabled | NotEnabled | Major | Major | No | No | 2020-08-25 02:33:31 | SYSTEM_NOTIF | PSS_JEN_9084/ALPHG-1-6-LINE-PSS_KEF_9058/ALPHG-1-2-LINE | PSS_KEF_9058 PSS_JEN_9084 | PSS_JEN_9084/CWR-1-8-CLS1/11DPM12-1-17-L2/OS PSS_KEF_9058/CWR-1-4-CLS1/11DPM12-1-17-L1/OS |  |  |  | 128.5.12.84/1/17/L2-128.5.12.58/1/17/L1:1
1273 | 1/ODU2/Jendouba/AIN_DRAHEM OTU2#1:1 ODU2:1 ODU1:1 DSR:1 | 1/ODU2/Jendouba/AIN_DRAHEM OTU2#1:1 ODU2:1 ODU1:1 DSR:1 |  | CBR2G5 | dsr | NA | UNPROTECTED | NA | MANAGED_PLANE | BiDirectional | Up | NOT COMPUTED | 0.0 | 0.0 | PSS_JEN_9109 | 1830 PSS-32 | 11STMM10 | 11STMM10-1-16-C10 | PSS_JEN_9084 | 1830 PSS-32 | 11STMM10 | 11STMM10-2-17-C10 | NotEnabled | NotEnabled | Cleared | Cleared | No | No | 2020-08-25 02:36:11 | SYSTEM_NOTIF | PSS_JEN_9084/ALPHG-2-2-LINE-PSS_JEN_9109/AHPHG-1-2-LINE | PSS_JEN_9109 PSS_JEN_9084 | PSS_JEN_9084/CWR-2-4-CLS1/11STMM10-2-17-L1/OS PSS_JEN_9109/CWR-1-4-CLS1/11STMM10-1-16-L1/OS |  |  |  | 1/ODU2/Jendouba/AIN_DRAHEM OTU2#1:1
1277 | 1/ODU2/Jendouba/AIN_DRAHEM OTU2#1:1 ODU2:1 ODU1:2 DSR:1 | 1/ODU2/Jendouba/AIN_DRAHEM OTU2#1:1 ODU2:1 ODU1:2 DSR:1 |  | 1GbE | dsr | NA | UNPROTECTED | NA | MANAGED_PLANE | BiDirectional | Up | NOT COMPUTED | 0.0 | 0.0 | PSS_JEN_9109 | 1830 PSS-32 | 11STMM10 | 11STMM10-1-16-C9 | PSS_JEN_9084 | 1830 PSS-32 | 11STMM10 | 11STMM10-2-17-C9 | NotEnabled | NotEnabled | Cleared | Cleared | No | No | 2020-08-25 02:36:44 | SYSTEM_NOTIF | PSS_JEN_9084/ALPHG-2-2-LINE-PSS_JEN_9109/AHPHG-1-2-LINE | PSS_JEN_9109 PSS_JEN_9084 | PSS_JEN_9084/CWR-2-4-CLS1/11STMM10-2-17-L1/OS PSS_JEN_9109/CWR-1-4-CLS1/11STMM10-1-16-L1/OS |  |  |  | 1/ODU2/Jendouba/AIN_DRAHEM OTU2#1:1
1278 | REG_MEC_JEN9109_1/17/C7 End:9516-9068 | REG_MEC_JEN9109_1/17/C7 End:9516-9068 |  | 1GbE | dsr | NA | UNPROTECTED | NA | MANAGED_PLANE | BiDirectional | Up | NOT COMPUTED | 0.0 | 0.0 | PSS_JEN_9109 | 1830 PSS-32 | 11STMM10 | 11STMM10-1-16-C8 | PSS_JEN_9084 | 1830 PSS-32 | 11STMM10 | 11STMM10-2-17-C8 | NotEnabled | NotEnabled | Warning | Warning | No | No | 2020-08-25 02:36:44 | SYSTEM_NOTIF | PSS_JEN_9084/ALPHG-2-2-LINE-PSS_JEN_9109/AHPHG-1-2-LINE | PSS_JEN_9109 PSS_JEN_9084 | PSS_JEN_9084/CWR-2-4-CLS1/11STMM10-2-17-L1/OS PSS_JEN_9109/CWR-1-4-CLS1/11STMM10-1-16-L1/OS |  |  |  | 1/ODU2/Jendouba/AIN_DRAHEM OTU2#1:1
1279 | REG_MEC_JEN9109_1/17/C6: End:9516-9068 | REG_MEC_JEN9109_1/17/C6: End:9516-9068 |  | 1GbE | dsr | NA | UNPROTECTED | NA | MANAGED_PLANE | BiDirectional | Up | NOT COMPUTED | 0.0 | 0.0 | PSS_JEN_9109 | 1830 PSS-32 | 11STMM10 | 11STMM10-1-16-C7 | PSS_JEN_9084 | 1830 PSS-32 | 11STMM10 | 11STMM10-2-17-C7 | NotEnabled | NotEnabled | Warning | Warning | No | No | 2020-08-25 02:36:44 | SYSTEM_NOTIF | PSS_JEN_9084/ALPHG-2-2-LINE-PSS_JEN_9109/AHPHG-1-2-LINE | PSS_JEN_9109 PSS_JEN_9084 | PSS_JEN_9084/CWR-2-4-CLS1/11STMM10-2-17-L1/OS PSS_JEN_9109/CWR-1-4-CLS1/11STMM10-1-16-L1/OS |  |  |  | 1/ODU2/Jendouba/AIN_DRAHEM OTU2#1:1
1280 | 1/ODU2/Jendouba/AIN_DRAHEM OTU2#1:1 ODU2:1 ODU1:3 DSR:1 | 1/ODU2/Jendouba/AIN_DRAHEM OTU2#1:1 ODU2:1 ODU1:3 DSR:1 |  | 1GbE | dsr | NA | UNPROTECTED | NA | MANAGED_PLANE | BiDirectional | Up | NOT COMPUTED | 0.0 | 0.0 | PSS_JEN_9109 | 1830 PSS-32 | 11STMM10 | 11STMM10-1-16-C6 | PSS_JEN_9084 | 1830 PSS-32 | 11STMM10 | 11STMM10-2-17-C6 | NotEnabled | NotEnabled | Warning | Warning | No | No | 2020-08-25 02:37:13 | SYSTEM_NOTIF | PSS_JEN_9084/ALPHG-2-2-LINE-PSS_JEN_9109/AHPHG-1-2-LINE | PSS_JEN_9109 PSS_JEN_9084 | PSS_JEN_9084/CWR-2-4-CLS1/11STMM10-2-17-L1/OS PSS_JEN_9109/CWR-1-4-CLS1/11STMM10-1-16-L1/OS |  |  |  | 1/ODU2/Jendouba/AIN_DRAHEM OTU2#1:1
1298 | 10G - S1/SL15/C1 # PE9080( 1/1/1)- S1/SL17/C1#PE9091_B(1/5/1) | 10G - S1/SL15/C1 # PE9080( 1/1/1)- S1/SL17/C1#PE9091_B(1/5/1) |  | 10GbE | dsr | NA | UNPROTECTED | NA | MANAGED_PLANE | BiDirectional | Up | NOT COMPUTED | 0.0 | 0.0 | PSS_GAF_9080 | 1830 PSS-32 | 11QPA4 | 11QPA4-1-15-C1 | PSS_TOZ_9091 | 1830 PSS-32 | 11QPA4 | 11QPA4-1-17-C1 | NotEnabled | NotEnabled | Cleared | Cleared | No | No | 2020-08-25 02:39:14 | SYSTEM_NOTIF | PSS_GAF_9080/ALPHG-1-6-LINE-PSS_TOZ_9091/ALPHG-1-2-LINE | PSS_GAF_9080 PSS_TOZ_9091 | PSS_TOZ_9091/CWR-1-4-CLS1/11QPA4-1-17-L1/OS PSS_GAF_9080/CWR-1-8-CLS2/11QPA4-1-15-L1/OS |  |  |  | 9420/OTU2/TOZ/GAF_9080:2
1302 | 2/OTU2/Gabes/Ghraiba:1 ODU2:1 DSR:1 | 2/OTU2/Gabes/Ghraiba:1 ODU2:1 DSR:1 |  | 10GbE | dsr | NA | UNPROTECTED | NA | MANAGED_PLANE | BiDirectional | Up | NOT COMPUTED | 0.0 | 0.0 | PSS_SFX_9235 | 1830 PSS-32 | 11QPA4 | 11QPA4-1-17-C2 | PSS_GAB_9026 | 1830 PSS-32 | 11QPA4 | 11QPA4-1-15-C2 | NotEnabled | NotEnabled | Cleared | Cleared | No | No | 2020-08-25 02:39:33 | SYSTEM_NOTIF | PSS_GAB_9476/AHPHG-1-2-LINE-PSS_SFX_9235/ALPHG-1-6-LINE PSS_GAB_9476/AHPHG-1-6-LINE-PSS_GAB_9026/ALPHG-1-2-LINE | PSS_GAB_9476 PSS_SFX_9235 PSS_GAB_9026 | PSS_SFX_9235/CWR-1-8-CLS2/11QPA4-1-17-L2/OS PSS_GAB_9026/SFD-25-1-9430/11QPA4-1-15-L2/OS |  |  |  | 2/OTU2/Gabes/Ghraiba:1
1321 | STM16_9091_6/1#9080_6/1 | STM16_9091_6/1#9080_6/1 |  | CBR2G5 | dsr | NA | UNPROTECTED | NA | MANAGED_PLANE | BiDirectional | Up | NOT COMPUTED | 0.0 | 0.0 | PSS_TOZ_9091 | 1830 PSS-32 | 11STMM10 | 11STMM10-1-16-C10 | PSS_GAF_9080 | 1830 PSS-32 | 11STMM10 | 11STMM10-1-14-C10 | NotEnabled | NotEnabled | Cleared | Cleared | No | No | 2020-08-25 02:44:15 | SYSTEM_NOTIF | PSS_GAF_9080/ALPHG-1-6-LINE-PSS_TOZ_9091/ALPHG-1-2-LINE | PSS_GAF_9080 PSS_TOZ_9091 | PSS_TOZ_9091/CWR-1-4-CLS5/11STMM10-1-16-L1/OS PSS_GAF_9080/CWR-1-8-CLS1/11STMM10-1-14-L1/OS |  |  |  | 9410/OTU2/TOZ/:1
1322 | 9410/OTU2/TOZ/:1 ODU2:1 ODU1:2 DSR:1 | 9410/OTU2/TOZ/:1 ODU2:1 ODU1:2 DSR:1 |  | 1GbE | dsr | NA | UNPROTECTED | NA | MANAGED_PLANE | BiDirectional | Up | NOT COMPUTED | 0.0 | 0.0 | PSS_TOZ_9091 | 1830 PSS-32 | 11STMM10 | 11STMM10-1-16-C9 | PSS_GAF_9080 | 1830 PSS-32 | 11STMM10 | 11STMM10-1-14-C9 | NotEnabled | NotEnabled | Cleared | Cleared | No | No | 2020-08-25 02:44:32 | SYSTEM_NOTIF | PSS_GAF_9080/ALPHG-1-6-LINE-PSS_TOZ_9091/ALPHG-1-2-LINE | PSS_GAF_9080 PSS_TOZ_9091 | PSS_TOZ_9091/CWR-1-4-CLS5/11STMM10-1-16-L1/OS PSS_GAF_9080/CWR-1-8-CLS1/11STMM10-1-14-L1/OS |  |  |  | 9410/OTU2/TOZ/:1
1325 | 2/OTU2/Gabes/Gannouch:2 ODU2:1 ODU1:1 DSR:1 | 2/OTU2/Gabes/Gannouch:2 ODU2:1 ODU1:1 DSR:1 |  | 1GbE | dsr | NA | UNPROTECTED | NA | MANAGED_PLANE | BiDirectional | Up | NOT COMPUTED | 0.0 | 0.0 | PSS_GAB_9476 | 1830 PSS-32 | 11STMM10 | 11STMM10-1-15-C9 | PSS_GAB_9026 | 1830 PSS-32 | 11STMM10 | 11STMM10-1-14-C9 | NotEnabled | NotEnabled | Cleared | Cleared | No | No | 2020-08-25 02:45:30 | SYSTEM_NOTIF | PSS_GAB_9476/AHPHG-1-6-LINE-PSS_GAB_9026/ALPHG-1-2-LINE | PSS_GAB_9026 PSS_GAB_9476 | PSS_GAB_9476/CWR-1-8-CLS2/11STMM10-1-15-L1/OS PSS_GAB_9026/11STMM10-1-14-L1/SFD-25-1-9450/OS |  |  |  | 2/OTU2/Gabes/Gannouch:2
1326 | 2/OTU2/Gabes/Gannouch:2 ODU2:1 ODU1:2 DSR:1 | 2/OTU2/Gabes/Gannouch:2 ODU2:1 ODU1:2 DSR:1 |  | STM-16 | dsr | NA | UNPROTECTED | NA | MANAGED_PLANE | BiDirectional | Up | NOT COMPUTED | 0.0 | 0.0 | PSS_GAB_9026 | 1830 PSS-32 | 11STMM10 | 11STMM10-1-14-C8 | PSS_GAB_9476 | 1830 PSS-32 | 11STMM10 | 11STMM10-1-15-C8 | NotEnabled | NotEnabled | Warning | Warning | No | No | 2020-08-25 02:45:32 | SYSTEM_NOTIF | PSS_GAB_9476/AHPHG-1-6-LINE-PSS_GAB_9026/ALPHG-1-2-LINE | PSS_GAB_9026 PSS_GAB_9476 | PSS_GAB_9476/CWR-1-8-CLS2/11STMM10-1-15-L1/OS PSS_GAB_9026/11STMM10-1-14-L1/SFD-25-1-9450/OS |  |  |  | 2/OTU2/Gabes/Gannouch:2
1327 | 2/OTU2/Gabes/Gannouch:2 ODU2:1 ODU1:1 DSR:2 | 2/OTU2/Gabes/Gannouch:2 ODU2:1 ODU1:1 DSR:2 |  | 1GbE | dsr | NA | UNPROTECTED | NA | MANAGED_PLANE | BiDirectional | Up | NOT COMPUTED | 0.0 | 0.0 | PSS_GAB_9026 | 1830 PSS-32 | 11STMM10 | 11STMM10-1-14-C7 | PSS_GAB_9476 | 1830 PSS-32 | 11STMM10 | 11STMM10-1-15-C7 | NotEnabled | NotEnabled | Cleared | Cleared | No | No | 2020-08-25 02:45:30 | SYSTEM_NOTIF | PSS_GAB_9476/AHPHG-1-6-LINE-PSS_GAB_9026/ALPHG-1-2-LINE | PSS_GAB_9026 PSS_GAB_9476 | PSS_GAB_9476/CWR-1-8-CLS2/11STMM10-1-15-L1/OS PSS_GAB_9026/11STMM10-1-14-L1/SFD-25-1-9450/OS |  |  |  | 2/OTU2/Gabes/Gannouch:2
1330 | 3/OTU2/Gabes/Ghraiba:3 ODU2:1 ODU0:2 DSR:1 | 3/OTU2/Gabes/Ghraiba:3 ODU2:1 ODU0:2 DSR:1 |  | 1GbE | odu0 | MANAGED_PLANE | UNPROTECTED | NA | MANAGED_PLANE | BiDirectional | Up | NOT COMPUTED | 0.0 | 0.0 | PSS_GAB_9026 | 1830 PSS-32 | 11DPM12 | 11DPM12-1-13-C10 | PSS_SFX_9235 | 1830 PSS-32 | 11DPM12 | 11DPM12-1-16-C10 | NotEnabled | NotEnabled | Cleared | Cleared | No | No | 2020-08-25 02:46:26 | SYSTEM_NOTIF | PSS_GAB_9476/AHPHG-1-2-LINE-PSS_SFX_9235/ALPHG-1-6-LINE PSS_GAB_9476/AHPHG-1-6-LINE-PSS_GAB_9026/ALPHG-1-2-LINE | PSS_GAB_9476 PSS_SFX_9235 PSS_GAB_9026 | PSS_SFX_9235/CWR-1-8-CLS5/11DPM12-1-16-L2/OS PSS_GAB_9026/SFD-25-1-9460/11DPM12-1-13-L2/OS |  |  |  | 3/OTU2/Gabes/Ghraiba:3
1331 | 3/OTU2/Gabes/Ghraiba:3 ODU2:1 ODU0:1 DSR:1 | 3/OTU2/Gabes/Ghraiba:3 ODU2:1 ODU0:1 DSR:1 |  | 1GbE | odu0 | MANAGED_PLANE | UNPROTECTED | NA | MANAGED_PLANE | BiDirectional | Up | NOT COMPUTED | 0.0 | 0.0 | PSS_SFX_9235 | 1830 PSS-32 | 11DPM12 | 11DPM12-1-16-C9 | PSS_GAB_9026 | 1830 PSS-32 | 11DPM12 | 11DPM12-1-13-C9 | NotEnabled | NotEnabled | Cleared | Cleared | No | No | 2020-08-25 02:46:33 | SYSTEM_NOTIF | PSS_GAB_9476/AHPHG-1-2-LINE-PSS_SFX_9235/ALPHG-1-6-LINE PSS_GAB_9476/AHPHG-1-6-LINE-PSS_GAB_9026/ALPHG-1-2-LINE | PSS_GAB_9476 PSS_SFX_9235 PSS_GAB_9026 | PSS_SFX_9235/CWR-1-8-CLS5/11DPM12-1-16-L2/OS PSS_GAB_9026/SFD-25-1-9460/11DPM12-1-13-L2/OS |  |  |  | 3/OTU2/Gabes/Ghraiba:3
1514 | 10GBE PSS:1/16/C3<->PE9180# PSS:1/16/C1<->PE9237/IPMPLS | 10GBE PSS:1/16/C3<->PE9180# PSS:1/16/C1<->PE9237/IPMPLS |  | 10GbE | dsr | NA | UNPROTECTED | NA | MANAGED_PLANE | BiDirectional | Up | NOT COMPUTED | 0.0 | 0.0 | PSS_SFX_9237 | 1830 PSS-32 | 11QPA4 | 11QPA4-1-16-C1 | PSS_SFX_9180 | 1830 PSS-32 | 11QPA4 | 11QPA4-1-16-C3 | NotEnabled | NotEnabled | Cleared | Cleared | No | No | 2020-08-25 03:08:12 | SYSTEM_NOTIF | PSS_SFX_9180/AHPHG-1-5-LINE-PSS_SFX_9237/AHPHG-1-2-LINE | PSS_SFX_9237 PSS_SFX_9180 | PSS_SFX_9180/CWR-1-6-CLS1/11QPA4-1-16-L3/OS PSS_SFX_9237/CWR-1-4-CLS2/11QPA4-1-16-L1/OS |  |  |  | 1/OTU2/TYNA/NAKTA:1
1600 | 1/OTU2/Silyana/Kef:4 ODU2:1 ODU1:1 DSR:1 | 1/OTU2/Silyana/Kef:4 ODU2:1 ODU1:1 DSR:1 |  | STM-16 | odu1 | MANAGED_PLANE | UNPROTECTED | NA | MANAGED_PLANE | BiDirectional | Up | NOT COMPUTED | 0.0 | 0.0 | PSS_SIL_9059 | 1830 PSS-32 | 11DPM12 | 11DPM12-1-14-C12 | PSS_KEF_9058 | 1830 PSS-32 | 11DPM12 | 11DPM12-1-17-C9 | NotEnabled | NotEnabled | Warning | Warning | No | No | 2020-08-25 03:14:25 | SYSTEM_NOTIF | PSS_KEF_9058/ALPHG-1-6-LINE-PSS_SIL_9059/ALPHG-1-2-LINE | PSS_KEF_9058 PSS_SIL_9059 | PSS_SIL_9059/CWR-1-4-CLS5/11DPM12-1-14-L1/OS PSS_KEF_9058/CWR-1-8-CLS5/11DPM12-1-17-L2/OS |  |  |  | 1/OTU2/Silyana/Kef:4
1621 | 1GBE PSS:1/17/C12<->9489# PSS:1/16/C8<->9103 | 1GBE PSS:1/17/C12<->9489# PSS:1/16/C8<->9103 |  | 1GbE | odu0 | MANAGED_PLANE | UNPROTECTED | NA | MANAGED_PLANE | BiDirectional | Up | NOT COMPUTED | 0.0 | 0.0 | PSS_KAS_9489 | 1830 PSS-32 | 11DPM12 | 11DPM12-1-17-C12 | PSS_KAS_9103 | 1830 PSS-32 | 11DPM12 | 11DPM12-1-16-C8 | NotEnabled | NotEnabled | Cleared | Cleared | No | No | 2020-08-25 03:18:00 | SYSTEM_NOTIF | PSS_KAS_9489/A2325A-1-2-LINE-PSS_KAS_9103/AHPHG-1-2-LINE | PSS_KAS_9103 PSS_KAS_9489 | PSS_KAS_9489/CWR-1-4-CLS1/11DPM12-1-17-L1/OS PSS_KAS_9103/CWR-1-4-CLS6/11DPM12-1-16-L2/OS |  |  |  | 1/OTU2/Kasserine/MajelBAbbes:1
1622 | 1/OTU2/Kasserine/MajelBAbbes:1 ODU2:1 ODU1:2 DSR:1 | 1/OTU2/Kasserine/MajelBAbbes:1 ODU2:1 ODU1:2 DSR:1 |  | STM-16 | odu1 | MANAGED_PLANE | UNPROTECTED | NA | MANAGED_PLANE | BiDirectional | Up | NOT COMPUTED | 0.0 | 0.0 | PSS_KAS_9103 | 1830 PSS-32 | 11DPM12 | 11DPM12-1-16-C9 | PSS_KAS_9489 | 1830 PSS-32 | 11DPM12 | 11DPM12-1-17-C10 | NotEnabled | NotEnabled | Cleared | Cleared | No | No | 2020-08-25 03:18:13 | SYSTEM_NOTIF | PSS_KAS_9489/A2325A-1-2-LINE-PSS_KAS_9103/AHPHG-1-2-LINE | PSS_KAS_9103 PSS_KAS_9489 | PSS_KAS_9489/CWR-1-4-CLS1/11DPM12-1-17-L1/OS PSS_KAS_9103/CWR-1-4-CLS6/11DPM12-1-16-L2/OS |  |  |  | 1/OTU2/Kasserine/MajelBAbbes:1
1634 | 1/OTU2/MEKNASSI/Kasserine:1 ODU2:1 DSR:1 | 1/OTU2/MEKNASSI/Kasserine:1 ODU2:1 DSR:1 |  | 10GbE | dsr | NA | UNPROTECTED | NA | MANAGED_PLANE | BiDirectional | Up | NOT COMPUTED | 0.0 | 0.0 | PSS_KAS_9103 | 1830 PSS-32 | 11QPA4 | 11QPA4-1-11-C3 | PSS_SBO_9094 | 1830 PSS-32 | 11QPA4 | 11QPA4-1-16-C2 | NotEnabled | NotEnabled | Warning | Warning | No | No | 2020-08-25 03:21:20 | SYSTEM_NOTIF | PSS_GAF_9238/AHPHG-1-2-LINE-PSS_SBO_9094/AHPHG-1-7-LINE PSS_KAS_9489/A2325A-1-2-LINE-PSS_KAS_9103/AHPHG-1-2-LINE PSS_KAS_9489/A2325A-1-6-LINE-PSS_GAF_9238/AHPHG-1-10-LINE | PSS_SBO_9094 PSS_GAF_9238 PSS_KAS_9103 PSS_KAS_9489 | PSS_SBO_9094/CWR-1-9-CLS2/11QPA4-1-16-L2/OS PSS_KAS_9103/CWR-1-4-CLS4/11QPA4-1-11-L3/OS |  |  |  | 1/OTU2/MEKNASSI/Kasserine:1
1638 | 2/OTU2/MEKNASSI/MajelBAbbes:2 ODU2:1 DSR:1 | 2/OTU2/MEKNASSI/MajelBAbbes:2 ODU2:1 DSR:1 |  | 10GbE | dsr | NA | UNPROTECTED | NA | MANAGED_PLANE | BiDirectional | Up | NOT COMPUTED | 0.0 | 0.0 | PSS_SBO_9094 | 1830 PSS-32 | 11QPA4 | 11QPA4-1-11-C4 | PSS_KAS_9489 | 1830 PSS-32 | 11QPA4 | 11QPA4-1-15-C1 | NotEnabled | NotEnabled | Cleared | Cleared | No | No | 2020-08-25 03:21:37 | SYSTEM_NOTIF | PSS_GAF_9238/AHPHG-1-2-LINE-PSS_SBO_9094/AHPHG-1-7-LINE PSS_KAS_9489/A2325A-1-6-LINE-PSS_GAF_9238/AHPHG-1-10-LINE | PSS_SBO_9094 PSS_GAF_9238 PSS_KAS_9489 | PSS_KAS_9489/CWR-1-8-CLS2/11QPA4-1-15-L1/OS PSS_SBO_9094/SFD-30-1-9330/11QPA4-1-11-L4/OS |  |  |  | 2/OTU2/MEKNASSI/MajelBAbbes:2
1920 | 10G PSS:1/16/C4 - PE9075_1/1/1#PSS:1/17/C4 - PE9059_1/1/1 | 10G PSS:1/16/C4 - PE9075_1/1/1#PSS:1/17/C4 - PE9059_1/1/1 |  | 10GbE | dsr | NA | UNPROTECTED | NA | MANAGED_PLANE | BiDirectional | Up | NOT COMPUTED | 0.0 | 0.0 | PSS_BEJ_9245 | 1830 PSS-32 | 11QPA4 | 11QPA4-1-16-C4 | PSS_SIL_9059 | 1830 PSS-32 | 11QPA4 | 11QPA4-1-17-C4 | NotEnabled | NotEnabled | Cleared | Cleared | No | No | 2020-08-25 03:57:49 | SYSTEM_NOTIF | PSS_JEN_9084/ALPHG-1-2-LINE-PSS_JEN_9188/AHPHG-1-2-LINE PSS_JEN_9084/ALPHG-1-6-LINE-PSS_KEF_9058/ALPHG-1-2-LINE PSS_KEF_9058/ALPHG-1-6-LINE-PSS_SIL_9059/ALPHG-1-2-LINE PSS_BEJ_9516/ALPHG-1-6-LINE-PSS_JEN_9188/AHPHG-1-6-LINE | PSS_JEN_9188 PSS_JEN_9084 PSS_KEF_9058 PSS_SIL_9059 PSS_BEJ_9245 | PSS_SIL_9059/CWR-1-4-CLS4/11QPA4-1-17-L4/OS PSS_BEJ_9516/CWR-1-8-CLS5/11QPA4-1-16-L4/OS |  |  |  | 1/OTU2/Silyana/Beja:3
1972 | 10G - S1/SL15/C1 # MAZAR SM(TUNI1/10Gb WL/184350)- S1/SL15/C1#9236 SM | 10G - S1/SL15/C1 # MAZAR SM(TUNI1/10Gb WL/184350)- S1/SL15/C1#9236 SM |  | 10GbE | dsr | NA | UNPROTECTED | NA | MANAGED_PLANE | BiDirectional | Up | NOT COMPUTED | 0.0 | 0.0 | PSS_ITA_9300 | 1830 PSS-32 | 11QPA4 | 11QPA4-1-15-C1 | PSS_NAB_9236_SM | 1830 PSS-32 | 11QPA4 | 11QPA4-1-15-C1 | NotEnabled | NotEnabled | Cleared | Cleared | No | No | 2020-08-25 04:02:53 | SYSTEM_NOTIF | PSS_Mazara_SM/AHPHG-1-3-LINE-PSS_NAB_9236_SM/RA2P-1-2-LINEIN | PSS_ITA_9300 PSS_NAB_9236_SM | PSS_Mazara_SM/SFD-27-1-9460/11QPA4-1-15-L1/OS PSS_NAB_9236_SM/SFD-27-1-9460/11QPA4-1-15-L1/OS |  |  |  | 6/OTU2/kelibia/MazaraDelVallo:14
1976 | 10G - S1/SL15/C4 # MAZAR SM(TUNI1/10Gb WL/272422)- S1/SL15/C4#9236 SM | 10G - S1/SL15/C4 # MAZAR SM(TUNI1/10Gb WL/272422)- S1/SL15/C4#9236 SM |  | 10GbE | dsr | NA | UNPROTECTED | NA | MANAGED_PLANE | BiDirectional | Up | NOT COMPUTED | 0.0 | 0.0 | PSS_ITA_9300 | 1830 PSS-32 | 11QPA4 | 11QPA4-1-15-C4 | PSS_NAB_9236_SM | 1830 PSS-32 | 11QPA4 | 11QPA4-1-15-C4 | NotEnabled | NotEnabled | Cleared | Cleared | No | No | 2020-08-25 04:03:21 | SYSTEM_NOTIF | PSS_Mazara_SM/AHPHG-1-3-LINE-PSS_NAB_9236_SM/RA2P-1-2-LINEIN | PSS_ITA_9300 PSS_NAB_9236_SM | PSS_Mazara_SM/SFD-27-1-9490/11QPA4-1-15-L4/OS PSS_NAB_9236_SM/SFD-27-1-9490/11QPA4-1-15-L4/OS |  |  |  | 9/OTU2/kelibia/MazaraDelVallo:17
1977 | 10G - S1/SL15/C3 # MAZAR SM(TUNI1/10Gb WL/272421)- S1/SL15/C3#9236 SM | 10G - S1/SL15/C3 # MAZAR SM(TUNI1/10Gb WL/272421)- S1/SL15/C3#9236 SM |  | 10GbE | dsr | NA | UNPROTECTED | NA | MANAGED_PLANE | BiDirectional | Up | NOT COMPUTED | 0.0 | 0.0 | PSS_ITA_9300 | 1830 PSS-32 | 11QPA4 | 11QPA4-1-15-C3 | PSS_NAB_9236_SM | 1830 PSS-32 | 11QPA4 | 11QPA4-1-15-C3 | NotEnabled | NotEnabled | Cleared | Cleared | No | No | 2020-08-25 04:03:27 | SYSTEM_NOTIF | PSS_Mazara_SM/AHPHG-1-3-LINE-PSS_NAB_9236_SM/RA2P-1-2-LINEIN | PSS_ITA_9300 PSS_NAB_9236_SM | PSS_Mazara_SM/SFD-27-1-9480/11QPA4-1-15-L3/OS PSS_NAB_9236_SM/SFD-27-1-9480/11QPA4-1-15-L3/OS |  |  |  | 8/OTU2/kelibia/MazaraDelVallo:16
1980 | SBO_9069/1/17/L2 - SBO_9069/1/17/C9:1 DSR:1 | SBO_9069/1/17/L2 - SBO_9069/1/17/C9:1 DSR:1 |  | STM-16 | odu1 | MANAGED_PLANE | UNPROTECTED | NA | MANAGED_PLANE | BiDirectional | Up | NOT COMPUTED | 0.0 | 0.0 | PSS_SBO_9069 | 1830 PSS-32 | 11DPM12 | 11DPM12-1-17-C9 | PSS_KAI_9023 | 1830 PSS-32 | 11DPM12 | 11DPM12-1-17-C9 | NotEnabled | NotEnabled | Cleared | Cleared | No | No | 2020-08-25 04:03:41 | SYSTEM_NOTIF | PSS_SBO_9069/A2325A-1-7-LINE-PSS_KAI_9023/RA2P-1-6-LINEIN | PSS_SBO_9069 PSS_KAI_9023 | PSS_KAI_9023/CWR-1-9-CLS1/11DPM12-1-17-L2/OS PSS_SBO_9069/CWR-1-9-CLS1/11DPM12-1-17-L2/OS |  |  |  | 5/OTU2/Kairouan/SIDI_BOUZID:4
1981 | 10G - S1/SL15/C2 # MAZAR SM(TUNI1/10Gb WL/184351)- S1/SL15/C2#9236 SM | 10G - S1/SL15/C2 # MAZAR SM(TUNI1/10Gb WL/184351)- S1/SL15/C2#9236 SM |  | 10GbE | dsr | NA | UNPROTECTED | NA | MANAGED_PLANE | BiDirectional | Up | NOT COMPUTED | 0.0 | 0.0 | PSS_ITA_9300 | 1830 PSS-32 | 11QPA4 | 11QPA4-1-15-C2 | PSS_NAB_9236_SM | 1830 PSS-32 | 11QPA4 | 11QPA4-1-15-C2 | NotEnabled | NotEnabled | Cleared | Cleared | No | No | 2020-08-25 04:03:50 | SYSTEM_NOTIF | PSS_Mazara_SM/AHPHG-1-3-LINE-PSS_NAB_9236_SM/RA2P-1-2-LINEIN | PSS_ITA_9300 PSS_NAB_9236_SM | PSS_Mazara_SM/SFD-27-1-9470/11QPA4-1-15-L2/OS PSS_NAB_9236_SM/SFD-27-1-9470/11QPA4-1-15-L2/OS |  |  |  | 7/OTU2/kelibia/MazaraDelVallo:15
2020 | 5/OTU2/kelibia/MazaraDelVallo:9 ODU2:1 ODU1:1 DSR:1 | 5/OTU2/kelibia/MazaraDelVallo:9 ODU2:1 ODU1:1 DSR:1 |  | STM-16 | odu1 | MANAGED_PLANE | UNPROTECTED | NA | MANAGED_PLANE | BiDirectional | Up | NOT COMPUTED | 0.0 | 0.0 | PSS_ITA_9300 | 1830 PSS-32 | 11DPM12 | 11DPM12-1-17-C12 | PSS_NAB_9236_SM | 1830 PSS-32 | 11DPM12 | 11DPM12-1-17-C12 | NotEnabled | NotEnabled | Cleared | Cleared | No | No | 2020-08-25 04:11:46 | SYSTEM_NOTIF | PSS_Mazara_SM/AHPHG-1-3-LINE-PSS_NAB_9236_SM/RA2P-1-2-LINEIN | PSS_ITA_9300 PSS_NAB_9236_SM | PSS_Mazara_SM/SFD-27-1-9410/11DPM12-1-17-L1/OS PSS_NAB_9236_SM/SFD-27-1-9410/11DPM12-1-17-L1/OS |  |  |  | 5/OTU2/kelibia/MazaraDelVallo:9
2097 | 10G - S1/SL15/C3 # PE9237( 1/5/1)- S1/SL15/C3#PE9026 A(5/1/3) | 10G - S1/SL15/C3 # PE9237( 1/5/1)- S1/SL15/C3#PE9026 A(5/1/3) |  | 10GbE | dsr | NA | UNPROTECTED | NA | MANAGED_PLANE | BiDirectional | Up | NOT COMPUTED | 0.0 | 0.0 | PSS_SFX_9237 | 1830 PSS-32 | 11QPA4 | 11QPA4-1-15-C3 | PSS_GAB_9026 | 1830 PSS-32 | 11QPA4 | 11QPA4-1-15-C3 | NotEnabled | NotEnabled | Cleared | Cleared | No | No | 2020-08-25 04:24:09 | SYSTEM_NOTIF | PSS_GAB_9476/AHPHG-1-2-LINE-PSS_SFX_9235/ALPHG-1-6-LINE PSS_GAB_9476/AHPHG-1-6-LINE-PSS_GAB_9026/ALPHG-1-2-LINE PSS_SFX_9235/ALPHG-1-10-LINE-PSS_SFX_9237/AHPHG-1-6-LINE | PSS_GAB_9476 PSS_SFX_9235 PSS_GAB_9026 PSS_SFX_9237 | PSS_SFX_9237/CWR-1-8-CLS4/11QPA4-1-15-L3/OS PSS_GAB_9026/SFD-25-1-9440/11QPA4-1-15-L3/OS |  |  |  | 2/OTU2/Gabes/NAKTA:6
2120 | cablage mecanique to 1-15-C3 | cablage mecanique to 1-15-C3 |  | 10GbE | dsr | NA | UNPROTECTED | NA | MANAGED_PLANE | BiDirectional | Up | NOT COMPUTED | 0.0 | 0.0 | PSS_SBO_9094 | 1830 PSS-32 | 11QPA4 | 11QPA4-1-15-C3 | PSS_KEB_9121 | 1830 PSS-32 | 11QPA4 | 11QPA4-1-17-C3 | NotEnabled | NotEnabled | Warning | Warning | No | No | 2020-08-25 04:25:33 | SYSTEM_NOTIF | PSS_GAF_9080/AHPLG-1-2-LINE-PSS_GAF_9081/AHPHG-1-6-LINE PSS_GAF_9081/AHPHG-1-2-LINE-PSS_GAF_9473/AHPHG-1-2-LINE PSS_TOZ_9091/A2325A-1-6-LINE-PSS_KEB_9121/A2325A-1-2-LINE PSS_GAF_9080/ALPHG-1-6-LINE-PSS_TOZ_9091/ALPHG-1-2-LINE PSS_GAF_9238/AHPHG-1-2-LINE-PSS_SBO_9094/AHPHG-1-7-LINE PSS_GAF_9238/AHPLG-1-6-LINE-PSS_GAF_9473/AHPLG-1-5-LINE | PSS_GAF_9080 PSS_GAF_9081 PSS_GAF_9473 PSS_KEB_9121 PSS_TOZ_9091 PSS_SBO_9094 PSS_GAF_9238 | PSS_KEB_9121/CWR-1-4-CLS3/11QPA4-1-17-L3/OS PSS_SBO_9094/CWR-1-9-CLS4/11QPA4-1-15-L3/OS |  |  |  | 1/OTU2/Kebelli/MEKNASSI:4
2125 | 2/OTU2/Kebelli/MEKNASSI:5 ODU2:1 DSR:1 | 2/OTU2/Kebelli/MEKNASSI:5 ODU2:1 DSR:1 |  | 10GbE | dsr | NA | UNPROTECTED | NA | MANAGED_PLANE | BiDirectional | Up | NOT COMPUTED | 0.0 | 0.0 | PSS_SBO_9094 | 1830 PSS-32 | 11QPA4 | 11QPA4-1-15-C4 | PSS_KEB_9121 | 1830 PSS-32 | 11QPA4 | 11QPA4-1-17-C4 | NotEnabled | NotEnabled | Warning | Warning | No | No | 2020-08-25 04:25:52 | SYSTEM_NOTIF | PSS_GAF_9080/AHPLG-1-2-LINE-PSS_GAF_9081/AHPHG-1-6-LINE PSS_GAF_9081/AHPHG-1-2-LINE-PSS_GAF_9473/AHPHG-1-2-LINE PSS_TOZ_9091/A2325A-1-6-LINE-PSS_KEB_9121/A2325A-1-2-LINE PSS_GAF_9080/ALPHG-1-6-LINE-PSS_TOZ_9091/ALPHG-1-2-LINE PSS_GAF_9238/AHPHG-1-2-LINE-PSS_SBO_9094/AHPHG-1-7-LINE PSS_GAF_9238/AHPLG-1-6-LINE-PSS_GAF_9473/AHPLG-1-5-LINE | PSS_GAF_9080 PSS_GAF_9081 PSS_GAF_9473 PSS_KEB_9121 PSS_TOZ_9091 PSS_SBO_9094 PSS_GAF_9238 | PSS_KEB_9121/CWR-1-4-CLS4/11QPA4-1-17-L4/OS PSS_SBO_9094/CWR-1-9-CLS5/11QPA4-1-15-L4/OS |  |  |  | 2/OTU2/Kebelli/MEKNASSI:5
2129 | 1/OTU2/METLAOUI2/Gafsa:7 ODU2:1 DSR:1 | 1/OTU2/METLAOUI2/Gafsa:7 ODU2:1 DSR:1 |  | DSR | dsr | NA | UNPROTECTED | NA | MANAGED_PLANE | BiDirectional | Up | NOT COMPUTED | 0.0 | 0.0 | PSS_GAF_9081 | 1830 PSS-32 | 11QCE12X | 11QCE12X-1-16-X1-1 | PSS_GAF_9238 | 1830 PSS-32 | 11QCE12X | 11QCE12X-1-14-X1-1 | NotEnabled | NotEnabled | Cleared | Cleared | No | Yes | 2020-08-25 04:26:30 | SYSTEM_NOTIF | PSS_GAF_9081/AHPHG-1-2-LINE-PSS_GAF_9473/AHPHG-1-2-LINE PSS_GAF_9238/AHPLG-1-6-LINE-PSS_GAF_9473/AHPLG-1-5-LINE | PSS_GAF_9473 PSS_GAF_9081 PSS_GAF_9238 | PSS_GAF_9081/CWR-1-4-CLS1/11QCE12X-1-16-X1/OS PSS_GAF_9238/CWR-1-8-CLS1/11QCE12X-1-14-X1/OS |  |  |  | 1/OTU2/METLAOUI2/Gafsa:7
2130 | 10G - S1/SL17/2 # PE9121( 1/5/1)- S1/SL16/C2#PE9238(1/1/1) | 10G - S1/SL17/2 # PE9121( 1/5/1)- S1/SL16/C2#PE9238(1/1/1) |  | 10GbE | dsr | NA | UNPROTECTED | NA | MANAGED_PLANE | BiDirectional | Up | NOT COMPUTED | 0.0 | 0.0 | PSS_GAF_9238 | 1830 PSS-32 | 11QPA4 | 11QPA4-1-16-C2 | PSS_KEB_9121 | 1830 PSS-32 | 11QPA4 | 11QPA4-1-17-C2 | NotEnabled | NotEnabled | Warning | Warning | No | No | 2020-08-25 04:26:30 | SYSTEM_NOTIF | PSS_GAF_9080/AHPLG-1-2-LINE-PSS_GAF_9081/AHPHG-1-6-LINE PSS_GAF_9081/AHPHG-1-2-LINE-PSS_GAF_9473/AHPHG-1-2-LINE PSS_TOZ_9091/A2325A-1-6-LINE-PSS_KEB_9121/A2325A-1-2-LINE PSS_GAF_9080/ALPHG-1-6-LINE-PSS_TOZ_9091/ALPHG-1-2-LINE PSS_GAF_9238/AHPLG-1-6-LINE-PSS_GAF_9473/AHPLG-1-5-LINE | PSS_GAF_9080 PSS_GAF_9081 PSS_GAF_9473 PSS_KEB_9121 PSS_TOZ_9091 PSS_GAF_9238 | PSS_GAF_9238/CWR-1-8-CLS3/11QPA4-1-16-L2/OS PSS_KEB_9121/CWR-1-4-CLS2/11QPA4-1-17-L2/OS |  |  |  | 1/OTU2/Kebelli/Gafsa:6
2142 | 1/OTU2/Gafsa/Kebelli:11 ODU2:1 DSR:1 | 1/OTU2/Gafsa/Kebelli:11 ODU2:1 DSR:1 |  | 10GbE | dsr | NA | UNPROTECTED | NA | MANAGED_PLANE | BiDirectional | Up | NOT COMPUTED | 0.0 | 0.0 | PSS_GAF_9238 | 1830 PSS-32 | 11QPA4 | 11QPA4-1-16-C1 | PSS_KEB_9121 | 1830 PSS-32 | 11QPA4 | 11QPA4-1-13-C3 | NotEnabled | NotEnabled | Warning | Warning | No | No | 2020-08-25 04:27:27 | SYSTEM_NOTIF | PSS_GAF_9080/AHPLG-1-2-LINE-PSS_GAF_9081/AHPHG-1-6-LINE PSS_GAF_9081/AHPHG-1-2-LINE-PSS_GAF_9473/AHPHG-1-2-LINE PSS_TOZ_9091/A2325A-1-6-LINE-PSS_KEB_9121/A2325A-1-2-LINE PSS_GAF_9080/ALPHG-1-6-LINE-PSS_TOZ_9091/ALPHG-1-2-LINE PSS_GAF_9238/AHPLG-1-6-LINE-PSS_GAF_9473/AHPLG-1-5-LINE | PSS_GAF_9080 PSS_GAF_9081 PSS_GAF_9473 PSS_KEB_9121 PSS_TOZ_9091 PSS_GAF_9238 | PSS_GAF_9238/CWR-1-8-CLS2/11QPA4-1-16-L1/OS PSS_KEB_9121/CWR-1-4-CLS6/11QPA4-1-13-L3/OS |  |  |  | 1/OTU2/Gafsa/Kebelli:11
2158 | 1GBE PSS:1/17/C12<->RTN98_# PSS:1/17/C6<->9476/9237 | 1GBE PSS:1/17/C12<->RTN98_# PSS:1/17/C6<->9476/9237 |  | 1GbE | odu0 | MANAGED_PLANE | UNPROTECTED | NA | MANAGED_PLANE | BiDirectional | Up | NOT COMPUTED | 0.0 | 0.0 | PSS_GAB_9476 | 1830 PSS-32 | 11DPM12 | 11DPM12-1-17-C12 | PSS_SFX_9237 | 1830 PSS-32 | 11DPM12 | 11DPM12-1-17-C6 | NotEnabled | NotEnabled | Warning | Warning | No | No | 2020-08-25 04:28:53 | SYSTEM_NOTIF | PSS_GAB_9476/AHPHG-1-2-LINE-PSS_SFX_9235/ALPHG-1-6-LINE PSS_SFX_9235/ALPHG-1-10-LINE-PSS_SFX_9237/AHPHG-1-6-LINE | PSS_GAB_9476 PSS_SFX_9235 PSS_SFX_9237 | PSS_SFX_9237/CWR-1-8-CLS1/11DPM12-1-17-L1/OS PSS_GAB_9476/CWR-1-4-CLS1/11DPM12-1-17-L1/OS |  |  |  | 1/OTU2/NAKTA/Gannouch:5
2160 | 1/OTU2/NAKTA/Gannouch:5 ODU2:1 ODU1:2 DSR:1 | 1/OTU2/NAKTA/Gannouch:5 ODU2:1 ODU1:2 DSR:1 |  | STM-16 | odu1 | MANAGED_PLANE | UNPROTECTED | NA | MANAGED_PLANE | BiDirectional | Up | NOT COMPUTED | 0.0 | 0.0 | PSS_SFX_9237 | 1830 PSS-32 | 11DPM12 | 11DPM12-1-17-C12 | PSS_GAB_9476 | 1830 PSS-32 | 11DPM12 | 11DPM12-1-17-C11 | NotEnabled | NotEnabled | Cleared | Cleared | No | No | 2020-08-25 04:29:02 | SYSTEM_NOTIF | PSS_GAB_9476/AHPHG-1-2-LINE-PSS_SFX_9235/ALPHG-1-6-LINE PSS_SFX_9235/ALPHG-1-10-LINE-PSS_SFX_9237/AHPHG-1-6-LINE | PSS_GAB_9476 PSS_SFX_9235 PSS_SFX_9237 | PSS_SFX_9237/CWR-1-8-CLS1/11DPM12-1-17-L1/OS PSS_GAB_9476/CWR-1-4-CLS1/11DPM12-1-17-L1/OS |  |  |  | 1/OTU2/NAKTA/Gannouch:5
2176 | 1/ODU2/Kef/TELA OTU2#1:2 ODU2:1 ODU0:1 DSR:1 | 1/ODU2/Kef/TELA OTU2#1:2 ODU2:1 ODU0:1 DSR:1 |  | 1GbE | odu0 | MANAGED_PLANE | UNPROTECTED | NA | MANAGED_PLANE | BiDirectional | Up | NOT COMPUTED | 0.0 | 0.0 | PSS_KAS_9470 | 1830 PSS-32 | 11DPM12 | 11DPM12-1-16-C12 | PSS_KEF_9058 | 1830 PSS-32 | 11DPM12 | 11DPM12-2-15-C12 | NotEnabled | NotEnabled | Cleared | Cleared | No | No | 2020-08-25 04:30:50 | SYSTEM_NOTIF | PSS_KEF_9058/A2325A-2-2-LINE-PSS_KAS_9470/A2325A-1-2-LINE | PSS_KEF_9058 PSS_KAS_9470 | PSS_KAS_9470/CWR-1-4-CLS1/11DPM12-1-16-L1/OS PSS_KEF_9058/CWR-2-4-CLS3/11DPM12-2-15-L1/OS |  |  |  | 1/ODU2/Kef/TELA OTU2#1:2
2288 | 1/OTU2/MEKNASSI/AGUAREB:10 ODU2:1 DSR:1 | 1/OTU2/MEKNASSI/AGUAREB:10 ODU2:1 DSR:1 |  | DSR | dsr | NA | UNPROTECTED | NA | MANAGED_PLANE | BiDirectional | Up | NOT COMPUTED | 0.0 | 0.0 | PSS_SBO_9094 | 1830 PSS-32 | 11QCE12X | 11QCE12X-1-2-X1-1 | PSS_SFX_9455 | 1830 PSS-32 | 11QCE12X | 11QCE12X-1-17-X1-1 | NotEnabled | NotEnabled | Cleared | Cleared | No | Yes | 2020-08-25 04:50:14 | SYSTEM_NOTIF | PSS_SFX_9455/A2325A-1-6-LINE-PSS_SBO_9094/A2325A-1-3-LINE | PSS_SBO_9094 PSS_SFX_9455 | PSS_SFX_9455/CWR-1-8-CLS1/11QCE12X-1-17-X1/OS PSS_SBO_9094/SFD-29-1-9380/11QCE12X-1-2-X1/OS |  |  |  | 1/OTU2/MEKNASSI/AGUAREB:10
2295 | Cablage MECA cote 9103 2-17-C1 -->1/17/C4 | Cablage MECA cote 9103 2-17-C1 -->1/17/C4 |  | 10GbE | dsr | NA | UNPROTECTED | NA | MANAGED_PLANE | BiDirectional | Up | NOT COMPUTED | 0.0 | 0.0 | PSS_KAS_9103 | 1830 PSS-32 | 11QPA4 | 11QPA4-2-17-C1 | PSS_KEF_9058 | 1830 PSS-32 | 11QPA4 | 11QPA4-1-15-C2 | NotEnabled | NotEnabled | Cleared | Cleared | No | No | 2020-08-25 04:50:25 | SYSTEM_NOTIF | PSS_KEF_9058/A2325A-2-2-LINE-PSS_KAS_9470/A2325A-1-2-LINE PSS_KAS_9470/AHPLG-1-6-LINE-PSS_KAS_9103/A2325A-2-2-LINE | PSS_KEF_9058 PSS_KAS_9470 PSS_KAS_9103 | PSS_KEF_9058/CWR-2-4-CLS5/11QPA4-1-15-L2/OS PSS_KAS_9103/CWR-2-4-CLS1/11QPA4-2-17-L1/OS |  |  |  | 1/ODU2/Kasserine/Kef OTU2#1:3
2338 | 3/OTU2/Kasserine/Kef:8 ODU2:1 DSR:1 | 3/OTU2/Kasserine/Kef:8 ODU2:1 DSR:1 |  | 10GbE | dsr | NA | UNPROTECTED | NA | MANAGED_PLANE | BiDirectional | Up | NOT COMPUTED | 0.0 | 0.0 | PSS_KAS_9103 | 1830 PSS-32 | 11QPA4 | 11QPA4-1-17-C2 | PSS_KEF_9058 | 1830 PSS-32 | 11QPA4 | 11QPA4-2-16-C1 | NotEnabled | NotEnabled | Cleared | Cleared | No | No | 2020-08-25 04:51:43 | SYSTEM_NOTIF | PSS_KEF_9058/A2325A-2-2-LINE-PSS_KAS_9470/A2325A-1-2-LINE PSS_KAS_9470/AHPLG-1-6-LINE-PSS_KAS_9103/A2325A-2-2-LINE | PSS_KEF_9058 PSS_KAS_9470 PSS_KAS_9103 | PSS_KEF_9058/CWR-2-4-CLS4/11QPA4-2-16-L1/OS PSS_KAS_9103/CWR-2-4-CLS4/11QPA4-1-17-L2/OS |  |  |  | 3/OTU2/Kasserine/Kef:8
2379 | 1/ODU2/Kasserine/TELA OTU2#1:4 ODU2:1 ODU0:1 DSR:1 | 1/ODU2/Kasserine/TELA OTU2#1:4 ODU2:1 ODU0:1 DSR:1 |  | 1GbE | odu0 | MANAGED_PLANE | UNPROTECTED | NA | MANAGED_PLANE | BiDirectional | Up | NOT COMPUTED | 0.0 | 0.0 | PSS_KAS_9103 | 1830 PSS-32 | 11DPM12 | 11DPM12-2-14-C12 | PSS_KAS_9470 | 1830 PSS-32 | 11DPM12 | 11DPM12-1-17-C12 | NotEnabled | NotEnabled | Cleared | Cleared | No | No | 2020-08-25 04:53:14 | SYSTEM_NOTIF | PSS_KAS_9470/AHPLG-1-6-LINE-PSS_KAS_9103/A2325A-2-2-LINE | PSS_KAS_9103 PSS_KAS_9470 | PSS_KAS_9470/CWR-1-8-CLS1/11DPM12-1-17-L1/OS PSS_KAS_9103/CWR-2-4-CLS5/11DPM12-2-14-L1/OS |  |  |  | 1/ODU2/Kasserine/TELA OTU2#1:4
2586 | 1/OTU2/Zaghouane/EL_FAHS ODU2:1 DSR:1 | 1/OTU2/Zaghouane/EL_FAHS ODU2:1 DSR:1 |  | DSR | dsr | NA | UNPROTECTED | NA | MANAGED_PLANE | BiDirectional | Up | NOT COMPUTED | 0.0 | 0.0 | PSS_ZAG_9111 | 1830 PSS-32 | 11QCE12X | 11QCE12X-1-14-X1-1 | PSS_ZAG_9450 | 1830 PSS-32 | 11QCE12X | 11QCE12X-1-17-X1-1 | Started | Started | Cleared | Cleared | No | Yes | 2020-08-28 20:01:19 | SYSTEM | PSS_ZAG_9111/A2325A-1-3-LINE-PSS_ZAG_9450/A2325A-1-6-LINE | PSS_ZAG_9111 PSS_ZAG_9450 | PSS_ZAG_9450/CWR-1-7-CLS1/11QCE12X-1-17-X1/OS PSS_ZAG_9111/CWR-1-4-CLS6/11QCE12X-1-14-X1/OS |  |  |  | 1/OTU2/Zaghouane/EL_FAHS
2702 | PSS_Mazara_SM/S13X100-1-11-C32 PSS_NAB_9236_SM/S13X100-1-11-C32 100GbE |  |  | 100GbE | odu4 | MANAGED_PLANE | UNPROTECTED | NA | MANAGED_PLANE | BiDirectional | Up | NOTAVAILABLE | -0.001 | -0.001 | PSS_ITA_9300 | 1830 PSS-32 | S13X100 | S13X100-1-11-C32 | PSS_NAB_9236_SM | 1830 PSS-32 | S13X100 | S13X100-1-11-C32 | Started | Started | Cleared | Cleared | No | No | 2020-09-17 23:10:44 | USER | PSS_Mazara_SM/AHPHG-1-3-LINE-PSS_NAB_9236_SM/RA2P-1-2-LINEIN | PSS_ITA_9300 PSS_NAB_9236_SM | PSS_NAB_9236_SM/S13X100-1-11-L1/SFD-27-1-9180/OS PSS_Mazara_SM/S13X100-1-11-L1/SFD-27-1-9180/OS |  |  |  | PSS_NAB_9236_SM/OTUODU4-1-11-L1 PSS_Mazara_SM/OTUODU4-1-11-L1 ODU4 OTU4#1
2705 | PSS_Mazara_SM/S13X100-1-12-C32 PSS_NAB_9236_SM/S13X100-1-12-C32 100GbE |  |  | 100GbE | odu4 | MANAGED_PLANE | UNPROTECTED | NA | MANAGED_PLANE | BiDirectional | Up | NOTAVAILABLE | -0.001 | -0.001 | PSS_ITA_9300 | 1830 PSS-32 | S13X100 | S13X100-1-12-C32 | PSS_NAB_9236_SM | 1830 PSS-32 | S13X100 | S13X100-1-12-C32 | Started | Started | Cleared | Cleared | No | No | 2020-09-17 23:11:29 | USER | PSS_Mazara_SM/AHPHG-1-3-LINE-PSS_NAB_9236_SM/RA2P-1-2-LINEIN | PSS_ITA_9300 PSS_NAB_9236_SM | PSS_NAB_9236_SM/S13X100-1-12-L1/SFD-27-1-9170/OS PSS_Mazara_SM/S13X100-1-12-L1/SFD-27-1-9170/OS |  |  |  | PSS_NAB_9236_SM/OTUODU4-1-12-L1 PSS_Mazara_SM/OTUODU4-1-12-L1 ODU4 OTU4#1
3267 | 1G - GAB_9476 - S1/SL17/C10# RTN980A_(7-EG4P-1) - SFX_9237-S1/SL17/C5 # PE9237(1/8/3) | 1G - GAB_9476 - S1/SL17/C10# RTN980A_(7-EG4P-1) - SFX_9237-S1/SL17/C5 # PE9237(1/8/3) |  | 1GbE | odu0 | MANAGED_PLANE | UNPROTECTED | NA | MANAGED_PLANE | BiDirectional | Up | NOT SUPPORTED | 0.0 | 0.0 | PSS_GAB_9476 | 1830 PSS-32 | 11DPM12 | 11DPM12-1-17-C10 | PSS_SFX_9237 | 1830 PSS-32 | 11DPM12 | 11DPM12-1-17-C5 | Started | Started | Cleared | Cleared | No | No | 2020-12-24 17:22:17 | SYSTEM | PSS_GAB_9476/AHPHG-1-2-LINE-PSS_SFX_9235/ALPHG-1-6-LINE PSS_SFX_9235/ALPHG-1-10-LINE-PSS_SFX_9237/AHPHG-1-6-LINE | PSS_GAB_9476 PSS_SFX_9235 PSS_SFX_9237 | PSS_SFX_9237/CWR-1-8-CLS1/11DPM12-1-17-L1/OS PSS_GAB_9476/CWR-1-4-CLS1/11DPM12-1-17-L1/OS |  |  |  | 1/OTU2/NAKTA/Gannouch:5
3270 | 1G - GAB_9476 - S1/SL15/C10# RTN980A_(17-EG4-2) - GAB_9026-S1/SL14/C10 # PE9026_B(3/1/4) | 1G - GAB_9476 - S1/SL15/C10# RTN980A_(17-EG4-2) - GAB_9026-S1/SL14/C10 # PE9026_B(3/1/4) |  | 1GbE | dsr | NA | UNPROTECTED | NA | MANAGED_PLANE | BiDirectional | Up | NOT SUPPORTED | 0.0 | 0.0 | PSS_GAB_9476 | 1830 PSS-32 | 11STMM10 | 11STMM10-1-15-C10 | PSS_GAB_9026 | 1830 PSS-32 | 11STMM10 | 11STMM10-1-14-C10 | Started | Started | Cleared | Cleared | No | No | 2020-12-24 17:29:52 | SYSTEM | PSS_GAB_9476/AHPHG-1-6-LINE-PSS_GAB_9026/ALPHG-1-2-LINE | PSS_GAB_9026 PSS_GAB_9476 | PSS_GAB_9476/CWR-1-8-CLS2/11STMM10-1-15-L1/OS PSS_GAB_9026/11STMM10-1-14-L1/SFD-25-1-9450/OS |  |  |  | 2/OTU2/Gabes/Gannouch:2
3547 | 10G - -S1/SL16/C3#PE9245(2/1/2)#- S1/SL17/C1 # PE9059( 1/9/1) | 10G - -S1/SL16/C3#PE9245(2/1/2)#- S1/SL17/C1 # PE9059( 1/9/1) |  | 10GbE | odu2 | NA | UNPROTECTED | NA | MANAGED_PLANE | BiDirectional | Up | NOT SUPPORTED | 0.0 | 0.0 | PSS_BEJ_9245 | 1830 PSS-32 | 11QPA4 | 11QPA4-1-16-C3 | PSS_SIL_9059 | 1830 PSS-32 | 11QPA4 | 11QPA4-1-17-C1 | Started | Started | Cleared | Cleared | No | No | 2021-02-18 03:47:09 | SYSTEM | PSS_JEN_9084/ALPHG-1-2-LINE-PSS_JEN_9188/AHPHG-1-2-LINE PSS_JEN_9084/ALPHG-1-6-LINE-PSS_KEF_9058/ALPHG-1-2-LINE PSS_KEF_9058/ALPHG-1-6-LINE-PSS_SIL_9059/ALPHG-1-2-LINE PSS_BEJ_9516/ALPHG-1-6-LINE-PSS_JEN_9188/AHPHG-1-6-LINE | PSS_JEN_9188 PSS_JEN_9084 PSS_KEF_9058 PSS_SIL_9059 PSS_BEJ_9245 | PSS_BEJ_9245/CWR-1-8-CLS4/11QPA4-1-16-L3/OS PSS_SIL_9059/CWR-1-4-CLS1/11QPA4-1-17-L1/OS |  |  |  | PSS_SIL_9059/11QPA4-1-17-L1-1 PSS_BEJ_9245/11QPA4-1-16-L3-1 ODU2 OTU2#1
3664 | PSS_GAF_9238/11QPA4-1-16-L4-1 PSS_GAF_9473/11QPA4-1-17-L1-1 ODU2 DSR:1 | PSS_GAF_9238/11QPA4-1-16-L4-1 PSS_GAF_9473/11QPA4-1-17-L1-1 ODU2 DSR:1 |  | 10GbE | odu2 | NA | UNPROTECTED | NA | MANAGED_PLANE | BiDirectional | Up | NOT SUPPORTED | 0.0 | 0.0 | PSS_GAF_9238 | 1830 PSS-32 | 11QPA4 | 11QPA4-1-16-C4 | PSS_GAF_9473 | 1830 PSS-32 | 11QPA4 | 11QPA4-1-17-C1 | Started | Started | Cleared | Cleared | No | No | 2021-03-16 11:44:23 | SYSTEM | PSS_GAF_9238/AHPLG-1-6-LINE-PSS_GAF_9473/AHPLG-1-5-LINE | PSS_GAF_9473 PSS_GAF_9238 | PSS_GAF_9238/CWR-1-8-CLS4/11QPA4-1-16-L4/OS PSS_GAF_9473/CWR-1-6-CLS1/11QPA4-1-17-L1/OS |  |  |  | PSS_GAF_9238/11QPA4-1-16-L4-1 PSS_GAF_9473/11QPA4-1-17-L1-1 ODU2 OTU2#1
3689 | PSS_GAF_9081/11QPA4-1-14-L1-1 PSS_GAF_9080/11QPA4-1-17-L4-1 ODU2 DSR:1 | PSS_GAF_9081/11QPA4-1-14-L1-1 PSS_GAF_9080/11QPA4-1-17-L4-1 ODU2 DSR:1 |  | 10GbE | odu2 | NA | UNPROTECTED | NA | MANAGED_PLANE | BiDirectional | Up | NOT SUPPORTED | 0.0 | 0.0 | PSS_GAF_9080 | 1830 PSS-32 | 11QPA4 | 11QPA4-1-17-C4 | PSS_GAF_9081 | 1830 PSS-32 | 11QPA4 | 11QPA4-1-14-C1 | Started | Started | Cleared | Cleared | No | No | 2021-03-17 00:49:44 | SYSTEM | PSS_GAF_9080/AHPLG-1-2-LINE-PSS_GAF_9081/AHPHG-1-6-LINE | PSS_GAF_9080 PSS_GAF_9081 | PSS_GAF_9081/CWR-1-8-CLS3/11QPA4-1-14-L1/OS PSS_GAF_9080/CWR-1-4-CLS8/11QPA4-1-17-L4/OS |  |  |  | PSS_GAF_9081/11QPA4-1-14-L1-1 PSS_GAF_9080/11QPA4-1-17-L4-1 ODU2 OTU2#1
3698 | PSS_GAF_9473/11QPA4-1-16-L1-1 PSS_GAF_9081/11QPA4-1-15-L1-1 ODU2 DSR:1 | PSS_GAF_9473/11QPA4-1-16-L1-1 PSS_GAF_9081/11QPA4-1-15-L1-1 ODU2 DSR:1 |  | 10GbE | odu2 | NA | UNPROTECTED | NA | MANAGED_PLANE | BiDirectional | Up | NOT SUPPORTED | 0.0 | 0.0 | PSS_GAF_9081 | 1830 PSS-32 | 11QPA4 | 11QPA4-1-15-C1 | PSS_GAF_9473 | 1830 PSS-32 | 11QPA4 | 11QPA4-1-16-C1 | Started | Started | Cleared | Cleared | No | No | 2021-03-17 02:02:49 | SYSTEM | PSS_GAF_9081/AHPHG-1-2-LINE-PSS_GAF_9473/AHPHG-1-2-LINE | PSS_GAF_9473 PSS_GAF_9081 | PSS_GAF_9081/CWR-1-4-CLS3/11QPA4-1-15-L1/OS PSS_GAF_9473/CWR-1-3-CLS6/11QPA4-1-16-L1/OS |  |  |  | PSS_GAF_9473/11QPA4-1-16-L1-1 PSS_GAF_9081/11QPA4-1-15-L1-1 ODU2 OTU2#1
3834 | PSS_BEJ_9245/11QCE12X-1-13-X1-1 PSS_JEN_9068/11QCE12X-1-15-X1-1 ODU2 DSR:1 | PSS_BEJ_9245/11QCE12X-1-13-X1-1 PSS_JEN_9068/11QCE12X-1-15-X1-1 ODU2 DSR:1 |  | DSR | odu2e | NA | UNPROTECTED | NA | MANAGED_PLANE | BiDirectional | Up | NOT COMPUTED | 0.0 | 0.0 | PSS_BEJ_9245 | 1830 PSS-32 | 11QCE12X | 11QCE12X-1-13-X1-1 | PSS_JEN_9068 | 1830 PSS-32 | 11QCE12X | 11QCE12X-1-15-X1-1 | Started | NotEnabled | Cleared | Cleared | No | Yes | 2021-04-28 05:10:22 | USER | PSS_JEN_9084/ALPHG-1-2-LINE-PSS_JEN_9188/AHPHG-1-2-LINE PSS_JEN_9109/AHPHG-1-6-LINE-PSS_JEN_9068/ALPHG-1-2-LINE PSS_JEN_9084/ALPHG-2-2-LINE-PSS_JEN_9109/AHPHG-1-2-LINE PSS_BEJ_9516/ALPHG-1-6-LINE-PSS_JEN_9188/AHPHG-1-6-LINE | PSS_JEN_9188 PSS_JEN_9084 PSS_JEN_9109 PSS_JEN_9068 PSS_BEJ_9245 | PSS_JEN_9068/CWR-1-4-CLS6/11QCE12X-1-15-X1/OS PSS_BEJ_9245/CWR-1-8-CLS7/11QCE12X-1-13-X1/OS |  |  |  | PSS_BEJ_9245/11QCE12X-1-13-X1-1 PSS_JEN_9068/11QCE12X-1-15-X1-1 ODU2 OTU2#1
4068 | PSS_SIL_9059/11STMM10-1-11-L1-1 PSS_SIL_9553/11STMM10-1-11-L1-1 ODU2 ODU1:1 DSR:1 | PSS_SIL_9059/11STMM10-1-11-L1-1 PSS_SIL_9553/11STMM10-1-11-L1-1 ODU2 ODU1:1 DSR:1 |  | 1GbE | dsr | NA | UNPROTECTED | NA | MANAGED_PLANE | BiDirectional | Up | NOT SUPPORTED | 0.0 | 0.0 | PSS_SIL_9059 | 1830 PSS-32 | 11STMM10 | 11STMM10-1-11-C10 | PSS_SIL_9553 | 1830 PSS-32 | 11STMM10 | 11STMM10-1-11-C10 | Started | Started | Cleared | Cleared | No | No | 2021-07-29 15:22:40 | SYSTEM | PSS_SIL_9059/AHPHG-1-6-LINE-PSS_SIL_9553/AHPHG-1-6-LINE | PSS_SIL_9059 PSS_SIL_9553 | PSS_SIL_9059/11STMM10-1-11-L1/CWR-1-8-CLS4/OS PSS_SIL_9553/11STMM10-1-11-L1/CWR-1-8-CLS1/OS |  |  |  | PSS_SIL_9059/11STMM10-1-11-L1-1 PSS_SIL_9553/11STMM10-1-11-L1-1 ODU2 OTU2#1
4097 | PSS_KEF_9058/11QPA4-1-14-L1-1 PSS_JEN_9084/11QPA4-1-15-L3-1 ODU2 DSR:1 | PSS_KEF_9058/11QPA4-1-14-L1-1 PSS_JEN_9084/11QPA4-1-15-L3-1 ODU2 DSR:1 |  | 10GbE | odu2 | NA | UNPROTECTED | NA | MANAGED_PLANE | BiDirectional | Up | NOT COMPUTED | 0.0 | 0.0 | PSS_JEN_9084 | 1830 PSS-32 | 11QPA4 | 11QPA4-1-15-C3 | PSS_KEF_9058 | 1830 PSS-32 | 11QPA4 | 11QPA4-1-14-C1 | Started | NotEnabled | Warning | Warning | No | No | 2021-08-04 22:42:56 | USER | PSS_JEN_9084/ALPHG-1-6-LINE-PSS_KEF_9058/ALPHG-1-2-LINE | PSS_KEF_9058 PSS_JEN_9084 | PSS_JEN_9084/CWR-1-8-CLS4/11QPA4-1-15-L3/OS PSS_KEF_9058/CWR-1-4-CLS5/11QPA4-1-14-L1/OS |  |  |  | PSS_KEF_9058/11QPA4-1-14-L1-1 PSS_JEN_9084/11QPA4-1-15-L3-1 ODU2 OTU2#1
4180 | 1/ODU2/Kef/TELA OTU2#1:2 ODU2:1 ODU0:2 DSR:1 | 1/ODU2/Kef/TELA OTU2#1:2 ODU2:1 ODU0:2 DSR:1 |  | 1GbE | odu0 | MANAGED_PLANE | UNPROTECTED | NA | MANAGED_PLANE | BiDirectional | Up | NOT SUPPORTED | 0.0 | 0.0 | PSS_KEF_9058 | 1830 PSS-32 | 11DPM12 | 11DPM12-2-15-C11 | PSS_KAS_9470 | 1830 PSS-32 | 11DPM12 | 11DPM12-1-16-C11 | Started | Started | Cleared | Cleared | No | No | 2021-08-17 23:35:07 | SYSTEM | PSS_KEF_9058/A2325A-2-2-LINE-PSS_KAS_9470/A2325A-1-2-LINE | PSS_KEF_9058 PSS_KAS_9470 | PSS_KAS_9470/CWR-1-4-CLS1/11DPM12-1-16-L1/OS PSS_KEF_9058/CWR-2-4-CLS3/11DPM12-2-15-L1/OS |  |  |  | 1/ODU2/Kef/TELA OTU2#1:2
4184 | 1/ODU2/Kasserine/TELA OTU2#1:4 ODU2:1 ODU0:2 DSR:1 | 1/ODU2/Kasserine/TELA OTU2#1:4 ODU2:1 ODU0:2 DSR:1 |  | 1GbE | odu0 | MANAGED_PLANE | UNPROTECTED | NA | MANAGED_PLANE | BiDirectional | Up | NOT SUPPORTED | 0.0 | 0.0 | PSS_KAS_9470 | 1830 PSS-32 | 11DPM12 | 11DPM12-1-17-C11 | PSS_KAS_9103 | 1830 PSS-32 | 11DPM12 | 11DPM12-2-14-C11 | Started | Started | Cleared | Cleared | No | No | 2021-08-17 23:41:59 | SYSTEM | PSS_KAS_9470/AHPLG-1-6-LINE-PSS_KAS_9103/A2325A-2-2-LINE | PSS_KAS_9103 PSS_KAS_9470 | PSS_KAS_9470/CWR-1-8-CLS1/11DPM12-1-17-L1/OS PSS_KAS_9103/CWR-2-4-CLS5/11DPM12-2-14-L1/OS |  |  |  | 1/ODU2/Kasserine/TELA OTU2#1:4
4251 | PSS_JEN_9084/11QPA4-2-16-L4-1 PSS_JEN_9109/11QPA4-1-15-L1-1 ODU2 DSR:1 | PSS_JEN_9084/11QPA4-2-16-L4-1 PSS_JEN_9109/11QPA4-1-15-L1-1 ODU2 DSR:1 |  | 10GbE | odu2 | NA | UNPROTECTED | NA | MANAGED_PLANE | BiDirectional | Up | NOT COMPUTED | 0.0 | 0.0 | PSS_JEN_9084 | 1830 PSS-32 | 11QPA4 | 11QPA4-2-16-C4 | PSS_JEN_9109 | 1830 PSS-32 | 11QPA4 | 11QPA4-1-15-C1 | Started | NotEnabled | Cleared | Cleared | No | No | 2021-08-24 23:49:17 | USER | PSS_JEN_9084/ALPHG-2-2-LINE-PSS_JEN_9109/AHPHG-1-2-LINE | PSS_JEN_9109 PSS_JEN_9084 | PSS_JEN_9084/CWR-2-4-CLS5/11QPA4-2-16-L4/OS PSS_JEN_9109/CWR-1-4-CLS2/11QPA4-1-15-L1/OS |  |  |  | PSS_JEN_9084/11QPA4-2-16-L4-1 PSS_JEN_9109/11QPA4-1-15-L1-1 ODU2 OTU2#1
4255 | PSS_JEN_9109/11QPA4-1-15-L2-1 PSS_JEN_9068/11QPA4-1-16-L4-1 ODU2 DSR:1 | PSS_JEN_9109/11QPA4-1-15-L2-1 PSS_JEN_9068/11QPA4-1-16-L4-1 ODU2 DSR:1 |  | 10GbE | odu2 | NA | UNPROTECTED | NA | MANAGED_PLANE | BiDirectional | Up | NOT COMPUTED | 0.0 | 0.0 | PSS_JEN_9068 | 1830 PSS-32 | 11QPA4 | 11QPA4-1-16-C4 | PSS_JEN_9109 | 1830 PSS-32 | 11QPA4 | 11QPA4-1-15-C2 | Started | NotEnabled | Cleared | Cleared | No | No | 2021-08-24 23:50:56 | USER | PSS_JEN_9109/AHPHG-1-6-LINE-PSS_JEN_9068/ALPHG-1-2-LINE | PSS_JEN_9109 PSS_JEN_9068 | PSS_JEN_9068/CWR-1-4-CLS5/11QPA4-1-16-L4/OS PSS_JEN_9109/CWR-1-8-CLS2/11QPA4-1-15-L2/OS |  |  |  | PSS_JEN_9109/11QPA4-1-15-L2-1 PSS_JEN_9068/11QPA4-1-16-L4-1 ODU2 OTU2#1
4257 | PSS_KEF_9058/11DPM12-1-17-C8 PSS_JEN_9084/11DPM12-1-17-C11 DSR |  |  | 1GbE | odu0 | MANAGED_PLANE | UNPROTECTED | NA | MANAGED_PLANE | BiDirectional | Up | NOT SUPPORTED | 0.0 | 0.0 | PSS_KEF_9058 | 1830 PSS-32 | 11DPM12 | 11DPM12-1-17-C8 | PSS_JEN_9084 | 1830 PSS-32 | 11DPM12 | 11DPM12-1-17-C11 | Started | NotEnabled | Cleared | Cleared | No | No | 2021-08-27 13:59:30 | USER | PSS_JEN_9084/ALPHG-1-6-LINE-PSS_KEF_9058/ALPHG-1-2-LINE | PSS_KEF_9058 PSS_JEN_9084 | PSS_JEN_9084/CWR-1-8-CLS1/11DPM12-1-17-L2/OS PSS_KEF_9058/CWR-1-4-CLS1/11DPM12-1-17-L1/OS |  |  |  | 128.5.12.84/1/17/L2-128.5.12.58/1/17/L1:1
4364 | PSS_ZAG_9111/11QPA4-1-15-L2-1 PSS_ZAG_9450/11QPA4-1-15-L1-1 ODU2 DSR:1 | PSS_ZAG_9111/11QPA4-1-15-L2-1 PSS_ZAG_9450/11QPA4-1-15-L1-1 ODU2 DSR:1 |  | 10GbE | odu2 | NA | UNPROTECTED | NA | MANAGED_PLANE | BiDirectional | Up | NOT SUPPORTED | 0.0 | 0.0 | PSS_ZAG_9450 | 1830 PSS-32 | 11QPA4 | 11QPA4-1-15-C1 | PSS_ZAG_9111 | 1830 PSS-32 | 11QPA4 | 11QPA4-1-15-C2 | Started | Started | Cleared | Cleared | No | No | 2021-09-23 01:07:07 | SYSTEM | PSS_ZAG_9111/A2325A-1-3-LINE-PSS_ZAG_9450/A2325A-1-6-LINE | PSS_ZAG_9111 PSS_ZAG_9450 | PSS_ZAG_9111/CWR-1-4-CLS2/11QPA4-1-15-L2/OS PSS_ZAG_9450/CWR-1-7-CLS2/11QPA4-1-15-L1/OS |  |  |  | PSS_ZAG_9111/11QPA4-1-15-L2-1 PSS_ZAG_9450/11QPA4-1-15-L1-1 ODU2 OTU2#1
4387 | PSS_SIL_9059/11QPA4-1-10-L1-1 PSS_SIL_9553/11QPA4-1-12-L2-1 ODU2 DSR:1 | PSS_SIL_9059/11QPA4-1-10-L1-1 PSS_SIL_9553/11QPA4-1-12-L2-1 ODU2 DSR:1 |  | 10GbE | odu2 | NA | UNPROTECTED | NA | MANAGED_PLANE | BiDirectional | Up | NOT COMPUTED | 0.0 | 0.0 | PSS_SIL_9553 | 1830 PSS-32 | 11QPA4 | 11QPA4-1-12-C2 | PSS_SIL_9059 | 1830 PSS-32 | 11QPA4 | 11QPA4-1-10-C1 | Started | Started | Cleared | Cleared | No | No | 2021-09-30 00:21:10 | USER | PSS_SIL_9059/AHPHG-1-6-LINE-PSS_SIL_9553/AHPHG-1-6-LINE | PSS_SIL_9059 PSS_SIL_9553 | PSS_SIL_9553/CWR-1-8-CLS4/11QPA4-1-12-L2/OS PSS_SIL_9059/SFD-31-1-9500/11QPA4-1-10-L1/OS |  |  |  | PSS_SIL_9059/11QPA4-1-10-L1-1 PSS_SIL_9553/11QPA4-1-12-L2-1 ODU2 OTU2#1
4741 | PSS_MED_9049/11QPA4-1-15-L2-1 PSS_MED_9030/11QPA4-1-15-L2-1 ODU2 DSR:1 | PSS_MED_9049/11QPA4-1-15-L2-1 PSS_MED_9030/11QPA4-1-15-L2-1 ODU2 DSR:1 |  | 10GbE | odu2 | NA | UNPROTECTED | NA | MANAGED_PLANE | BiDirectional | Up | NOT SUPPORTED | 0.0 | 0.0 | PSS_MED_9030 | 1830 PSS-32 | 11QPA4 | 11QPA4-1-15-C2 | PSS_MED_9049 | 1830 PSS-32 | 11QPA4 | 11QPA4-1-15-C2 | Started | Started | Cleared | Cleared | No | No | 2022-03-02 15:45:46 | SYSTEM | PSS_MED_9030/AHPHG-1-2-LINE-PSS_MED_9029/AHPHG-1-2-LINE PSS_MED_9049/AHPHG-1-7-LINE-PSS_MED_9029/AHPHG-1-6-LINE | PSS_MED_9030 PSS_MED_9029 PSS_MED_9049 | PSS_MED_9030/CWR-1-4-CLS2/11QPA4-1-15-L2/OS PSS_MED_9049/CWR-1-8-CLS6/11QPA4-1-15-L2/OS |  |  |  | PSS_MED_9049/11QPA4-1-15-L2-1 PSS_MED_9030/11QPA4-1-15-L2-1 ODU2 OTU2#1
5346 | PSS_NAB_9236_SM/11DPM12-1-17-C11 PSS_ITA_9300/11DPM12-1-17-C11 DSR |  |  | 1GbE | odu0 | MANAGED_PLANE | UNPROTECTED | NA | MANAGED_PLANE | BiDirectional | Up | NOT SUPPORTED | 0.0 | 0.0 | PSS_NAB_9236_SM | 1830 PSS-32 | 11DPM12 | 11DPM12-1-17-C11 | PSS_ITA_9300 | 1830 PSS-32 | 11DPM12 | 11DPM12-1-17-C11 | Started | Started | Cleared | Cleared | No | No | 2022-09-08 22:23:47 | USER | PSS_Mazara_SM/AHPHG-1-3-LINE-PSS_NAB_9236_SM/RA2P-1-2-LINEIN | PSS_ITA_9300 PSS_NAB_9236_SM | PSS_Mazara_SM/SFD-27-1-9410/11DPM12-1-17-L1/OS PSS_NAB_9236_SM/SFD-27-1-9410/11DPM12-1-17-L1/OS |  |  |  | 5/OTU2/kelibia/MazaraDelVallo:9
5363 | PSS_NAB_9236_SM/S13X100-1-14-C32 PSS_ITA_9300/S13X100-1-8-C32 DSR |  |  | 100GbE | odu4 | MANAGED_PLANE | UNPROTECTED | NA | MANAGED_PLANE | BiDirectional | Up | NOTAVAILABLE | -0.001 | -0.001 | PSS_NAB_9236_SM | 1830 PSS-32 | S13X100 | S13X100-1-14-C32 | PSS_ITA_9300 | 1830 PSS-32 | S13X100 | S13X100-1-8-C32 | Started | Started | Cleared | Cleared | No | No | 2022-09-08 23:31:32 | USER | PSS_Mazara_SM/AHPHG-1-3-LINE-PSS_NAB_9236_SM/RA2P-1-2-LINEIN | PSS_ITA_9300 PSS_NAB_9236_SM | PSS_ITA_9300/S13X100-1-8-L1/SFD-27-1-9190/OS PSS_NAB_9236_SM/S13X100-1-14-L1/SFD-27-1-9190/OS |  |  |  | PSS_NAB_9236_SM/OTUODU4-1-14-L1 PSS_ITA_9300/OTUODU4-1-8-L1 ODU4 OTU4#1
5366 | PSS_NAB_9236_SM/S13X100-1-16-C32 PSS_ITA_9300/S13X100-1-9-C32 DSR |  |  | 100GbE | odu4 | MANAGED_PLANE | UNPROTECTED | NA | MANAGED_PLANE | BiDirectional | Up | NOTAVAILABLE | -0.001 | -0.001 | PSS_NAB_9236_SM | 1830 PSS-32 | S13X100 | S13X100-1-16-C32 | PSS_ITA_9300 | 1830 PSS-32 | S13X100 | S13X100-1-9-C32 | Started | Started | Minor | Minor | No | No | 2022-09-08 23:32:40 | USER | PSS_Mazara_SM/AHPHG-1-3-LINE-PSS_NAB_9236_SM/RA2P-1-2-LINEIN | PSS_ITA_9300 PSS_NAB_9236_SM | PSS_ITA_9300/S13X100-1-9-L1/SFD-27-1-9200/OS PSS_NAB_9236_SM/S13X100-1-16-L1/SFD-27-1-9200/OS |  |  |  | PSS_NAB_9236_SM/OTUODU4-1-16-L1 PSS_ITA_9300/OTUODU4-1-9-L1 ODU4 OTU4#1
5693 | PSS_SFX_9237/11QPA4-1-16-L2-1 PSS_SFX_9180/11QPA4-1-16-L4-1 ODU2 DSR:1 | PSS_SFX_9237/11QPA4-1-16-L2-1 PSS_SFX_9180/11QPA4-1-16-L4-1 ODU2 DSR:1 |  | 10GbE | odu2 | NA | UNPROTECTED | NA | MANAGED_PLANE | BiDirectional | Up | NOT SUPPORTED | 0.0 | 0.0 | PSS_SFX_9237 | 1830 PSS-32 | 11QPA4 | 11QPA4-1-16-C2 | PSS_SFX_9180 | 1830 PSS-32 | 11QPA4 | 11QPA4-1-16-C4 | Started | Started | Cleared | Cleared | No | No | 2022-11-17 22:48:03 | SYSTEM | PSS_SFX_9180/AHPHG-1-5-LINE-PSS_SFX_9237/AHPHG-1-2-LINE | PSS_SFX_9237 PSS_SFX_9180 | PSS_SFX_9180/CWR-1-6-CLS2/11QPA4-1-16-L4/OS PSS_SFX_9237/CWR-1-4-CLS3/11QPA4-1-16-L2/OS |  |  |  | PSS_SFX_9237/11QPA4-1-16-L2-1 PSS_SFX_9180/11QPA4-1-16-L4-1 ODU2 OTU2#1
5699 | PSS_SFX_9237/11QPA4-1-15-L1-1 PSS_GAB_9026/11QPA4-1-15-L1-1 ODU2 DSR:1 | PSS_SFX_9237/11QPA4-1-15-L1-1 PSS_GAB_9026/11QPA4-1-15-L1-1 ODU2 DSR:1 |  | 10GbE | odu2 | NA | UNPROTECTED | NA | MANAGED_PLANE | BiDirectional | Up | NOT SUPPORTED | 0.0 | 0.0 | PSS_SFX_9237 | 1830 PSS-32 | 11QPA4 | 11QPA4-1-15-C1 | PSS_GAB_9026 | 1830 PSS-32 | 11QPA4 | 11QPA4-1-15-C1 | Started | Started | Cleared | Cleared | No | No | 2022-11-18 00:48:22 | SYSTEM | PSS_GAB_9476/AHPHG-1-2-LINE-PSS_SFX_9235/ALPHG-1-6-LINE PSS_GAB_9476/AHPHG-1-6-LINE-PSS_GAB_9026/ALPHG-1-2-LINE PSS_SFX_9235/ALPHG-1-10-LINE-PSS_SFX_9237/AHPHG-1-6-LINE | PSS_GAB_9476 PSS_SFX_9235 PSS_GAB_9026 PSS_SFX_9237 | PSS_SFX_9237/CWR-1-8-CLS3/11QPA4-1-15-L1/OS PSS_GAB_9026/CWR-1-4-CLS2/11QPA4-1-15-L1/OS |  |  |  | PSS_SFX_9237/11QPA4-1-15-L1-1 PSS_GAB_9026/11QPA4-1-15-L1-1 ODU2 OTU2#1
5797 | PSS_SIL_9553/11QPA4-1-12-L3-1 PSS_SIL_9114/11QPA4-1-15-L2-1 ODU2 DSR:1 | PSS_SIL_9553/11QPA4-1-12-L3-1 PSS_SIL_9114/11QPA4-1-15-L2-1 ODU2 DSR:1 |  | 10GbE | odu2 | NA | UNPROTECTED | NA | MANAGED_PLANE | BiDirectional | Up | NOT COMPUTED | 0.0 | 0.0 | PSS_SIL_9553 | 1830 PSS-32 | 11QPA4 | 11QPA4-1-12-C3 | PSS_SIL_9114 | 1830 PSS-32 | 11QPA4 | 11QPA4-1-15-C2 | Started | Started | Cleared | Cleared | No | No | 2023-03-09 23:58:27 | USER | PSS_SIL_9553/AHPHG-1-2-LINE-PSS_SIL_9114/AHPHG-1-6-LINE | PSS_SIL_9553 PSS_SIL_9114 | PSS_SIL_9553/CWR-1-4-CLS2/11QPA4-1-12-L3/OS PSS_SIL_9114/CWR-1-7-CLS1/11QPA4-1-15-L2/OS |  |  |  | PSS_SIL_9553/11QPA4-1-12-L3-1 PSS_SIL_9114/11QPA4-1-15-L2-1 ODU2 OTU2#1
5838 | PSS_ZAG_9111/11QCE12X-1-14-X2 PSS_SIL_9553/11QCE12X-1-1_4664:5 ODU2:1 DSR:1 | PSS_ZAG_9111/11QCE12X-1-14-X2 PSS_SIL_9553/11QCE12X-1-1_4664:5 ODU2:1 DSR:1 |  | DSR | odu2e | NA | UNPROTECTED | NA | MANAGED_PLANE | BiDirectional | Up | NOT COMPUTED | 0.0 | 0.0 | PSS_ZAG_9111 | 1830 PSS-32 | 11QCE12X | 11QCE12X-1-14-X2-1 | PSS_SIL_9553 | 1830 PSS-32 | 11QCE12X | 11QCE12X-1-13-X2-1 | Started | Started | Cleared | Cleared | No | Yes | 2023-04-04 00:27:14 | SYSTEM_NOTIF | PSS_ZAG_9111/A2325A-1-3-LINE-PSS_ZAG_9450/A2325A-1-6-LINE PSS_SIL_9553/AHPHG-1-2-LINE-PSS_SIL_9114/AHPHG-1-6-LINE PSS_ZAG_9450/AHPHG-1-2-LINE-PSS_SIL_9114/AHPHG-1-2-LINE | PSS_ZAG_9111 PSS_ZAG_9450 PSS_SIL_9553 PSS_SIL_9114 | PSS_SIL_9553/CWR-1-4-CLS1/11QCE12X-1-13-X2/OS PSS_ZAG_9111/CWR-1-4-CLS7/11QCE12X-1-14-X2/OS |  |  |  | PSS_ZAG_9111/11QCE12X-1-14-X2 PSS_SIL_9553/11QCE12X-1-1_4664:5
5839 | 2/OTU2/Zaghouane/Silyana:6 ODU2:1 DSR:1 | 2/OTU2/Zaghouane/Silyana:6 ODU2:1 DSR:1 |  | 10GbE | odu2 | NA | UNPROTECTED | NA | MANAGED_PLANE | BiDirectional | Up | NOT COMPUTED | 0.0 | 0.0 | PSS_ZAG_9111 | 1830 PSS-32 | 11QPA4 | 11QPA4-1-15-C1 | PSS_SIL_9059 | 1830 PSS-32 | 11QPA4 | 11QPA4-1-15-C1 | Started | Started | Cleared | Cleared | No | No | 2023-04-04 00:27:17 | SYSTEM_NOTIF | PSS_ZAG_9111/A2325A-1-3-LINE-PSS_ZAG_9450/A2325A-1-6-LINE PSS_SIL_9059/AHPHG-1-6-LINE-PSS_SIL_9553/AHPHG-1-6-LINE PSS_SIL_9553/AHPHG-1-2-LINE-PSS_SIL_9114/AHPHG-1-6-LINE PSS_ZAG_9450/AHPHG-1-2-LINE-PSS_SIL_9114/AHPHG-1-2-LINE | PSS_ZAG_9111 PSS_ZAG_9450 PSS_SIL_9059 PSS_SIL_9553 PSS_SIL_9114 | PSS_ZAG_9111/CWR-1-4-CLS1/11QPA4-1-15-L1/OS PSS_SIL_9059/CWR-1-8-CLS1/11QPA4-1-15-L1/OS |  |  |  | 2/OTU2/Zaghouane/Silyana:6
5844 | 1/OTU2/Silyana/EL_FAHS:4 ODU2:1 DSR:1 | 1/OTU2/Silyana/EL_FAHS:4 ODU2:1 DSR:1 |  | DSR | odu2e | NA | UNPROTECTED | NA | MANAGED_PLANE | BiDirectional | Up | NOT COMPUTED | 0.0 | 0.0 | PSS_SIL_9059 | 1830 PSS-32 | 11QCE12X | 11QCE12X-1-13-X1-1 | PSS_ZAG_9450 | 1830 PSS-32 | 11QCE12X | 11QCE12X-1-16-X1-1 | Started | Started | Cleared | Cleared | No | Yes | 2023-04-04 00:28:02 | SYSTEM_NOTIF | PSS_SIL_9059/AHPHG-1-6-LINE-PSS_SIL_9553/AHPHG-1-6-LINE PSS_SIL_9553/AHPHG-1-2-LINE-PSS_SIL_9114/AHPHG-1-6-LINE PSS_ZAG_9450/AHPHG-1-2-LINE-PSS_SIL_9114/AHPHG-1-2-LINE | PSS_SIL_9059 PSS_SIL_9553 PSS_SIL_9114 PSS_ZAG_9450 | PSS_ZAG_9450/CWR-1-4-CLS1/11QCE12X-1-16-X1/OS PSS_SIL_9059/CWR-1-8-CLS6/11QCE12X-1-13-X1/OS |  |  |  | 1/OTU2/Silyana/EL_FAHS:4
5850 | PSS_ZAG_9450/11QPA4-1-15-L2-1 PSS_SIL_9553/11QPA4-1-12-_4374:11 ODU2:1 DSR:1 | PSS_ZAG_9450/11QPA4-1-15-L2-1 PSS_SIL_9553/11QPA4-1-12-_4374:11 ODU2:1 DSR:1 |  | 10GbE | odu2 | NA | UNPROTECTED | NA | MANAGED_PLANE | BiDirectional | Up | NOT COMPUTED | 0.0 | 0.0 | PSS_ZAG_9450 | 1830 PSS-32 | 11QPA4 | 11QPA4-1-15-C2 | PSS_SIL_9553 | 1830 PSS-32 | 11QPA4 | 11QPA4-1-12-C1 | Started | Started | Cleared | Cleared | No | No | 2023-04-04 00:28:31 | SYSTEM_NOTIF | PSS_SIL_9553/AHPHG-1-2-LINE-PSS_SIL_9114/AHPHG-1-6-LINE PSS_ZAG_9450/AHPHG-1-2-LINE-PSS_SIL_9114/AHPHG-1-2-LINE | PSS_SIL_9553 PSS_SIL_9114 PSS_ZAG_9450 | PSS_ZAG_9450/CWR-1-4-CLS2/11QPA4-1-15-L2/OS PSS_SIL_9553/CWR-1-4-CLS6/11QPA4-1-12-L1/OS |  |  |  | PSS_ZAG_9450/11QPA4-1-15-L2-1 PSS_SIL_9553/11QPA4-1-12-_4374:11
5852 | PSS_SIL_9059/11QPA4-1-15-L4-1 PSS_ZAG_9111/11QPA4-1-15-_4078:10 ODU2:1 DSR:1 | PSS_SIL_9059/11QPA4-1-15-L4-1 PSS_ZAG_9111/11QPA4-1-15-_4078:10 ODU2:1 DSR:1 |  | 10GbE | odu2 | NA | UNPROTECTED | NA | MANAGED_PLANE | BiDirectional | Up | NOT COMPUTED | 0.0 | 0.0 | PSS_SIL_9059 | 1830 PSS-32 | 11QPA4 | 11QPA4-1-15-C4 | PSS_ZAG_9111 | 1830 PSS-32 | 11QPA4 | 11QPA4-1-15-C4 | Started | Started | Cleared | Cleared | No | No | 2023-04-04 00:29:15 | SYSTEM_NOTIF | PSS_ZAG_9111/A2325A-1-3-LINE-PSS_ZAG_9450/A2325A-1-6-LINE PSS_SIL_9059/AHPHG-1-6-LINE-PSS_SIL_9553/AHPHG-1-6-LINE PSS_SIL_9553/AHPHG-1-2-LINE-PSS_SIL_9114/AHPHG-1-6-LINE PSS_ZAG_9450/AHPHG-1-2-LINE-PSS_SIL_9114/AHPHG-1-2-LINE | PSS_ZAG_9111 PSS_ZAG_9450 PSS_SIL_9059 PSS_SIL_9553 PSS_SIL_9114 | PSS_ZAG_9111/CWR-1-4-CLS4/11QPA4-1-15-L4/OS PSS_SIL_9059/CWR-1-8-CLS7/11QPA4-1-15-L4/OS |  |  |  | PSS_SIL_9059/11QPA4-1-15-L4-1 PSS_ZAG_9111/11QPA4-1-15-_4078:10
5877 | PSS_ZAG_9450/11QPA4-1-15-L3-1 PSS_SIL_9114/11QPA4-1-15-L1-1 ODU2 DSR:1 | PSS_ZAG_9450/11QPA4-1-15-L3-1 PSS_SIL_9114/11QPA4-1-15-L1-1 ODU2 DSR:1 |  | 10GbE | odu2 | NA | UNPROTECTED | NA | MANAGED_PLANE | BiDirectional | Up | NOT SUPPORTED | 0.0 | 0.0 | PSS_ZAG_9450 | 1830 PSS-32 | 11QPA4 | 11QPA4-1-15-C3 | PSS_SIL_9114 | 1830 PSS-32 | 11QPA4 | 11QPA4-1-15-C1 | Started | Started | Cleared | Cleared | No | No | 2023-04-04 01:55:32 | SYSTEM | PSS_ZAG_9450/AHPHG-1-2-LINE-PSS_SIL_9114/AHPHG-1-2-LINE | PSS_ZAG_9450 PSS_SIL_9114 | PSS_ZAG_9450/CWR-1-4-CLS3/11QPA4-1-15-L3/OS PSS_SIL_9114/CWR-1-4-CLS1/11QPA4-1-15-L1/OS |  |  |  | PSS_ZAG_9450/11QPA4-1-15-L3-1 PSS_SIL_9114/11QPA4-1-15-L1-1 ODU2 OTU2#1
5937 | PSS_KEB_9121/11QPA4-1-12-L3-1 PSS_GAF_9238/11QPA4-1-17-L1-1 ODU2 DSR:1 | PSS_KEB_9121/11QPA4-1-12-L3-1 PSS_GAF_9238/11QPA4-1-17-L1-1 ODU2 DSR:1 |  | 10GbE | odu2 | NA | UNPROTECTED | NA | MANAGED_PLANE | BiDirectional | Up | NOT SUPPORTED | 0.0 | 0.0 | PSS_KEB_9121 | 1830 PSS-32 | 11QPA4 | 11QPA4-1-12-C3 | PSS_GAF_9238 | 1830 PSS-32 | 11QPA4 | 11QPA4-1-17-C1 | Started | Started | Warning | Warning | No | No | 2023-05-09 22:12:21 | SYSTEM | PSS_GAF_9080/AHPLG-1-2-LINE-PSS_GAF_9081/AHPHG-1-6-LINE PSS_GAF_9081/AHPHG-1-2-LINE-PSS_GAF_9473/AHPHG-1-2-LINE PSS_TOZ_9091/A2325A-1-6-LINE-PSS_KEB_9121/A2325A-1-2-LINE PSS_GAF_9080/ALPHG-1-6-LINE-PSS_TOZ_9091/ALPHG-1-2-LINE PSS_GAF_9238/AHPLG-1-6-LINE-PSS_GAF_9473/AHPLG-1-5-LINE | PSS_GAF_9080 PSS_GAF_9081 PSS_GAF_9473 PSS_KEB_9121 PSS_TOZ_9091 PSS_GAF_9238 | PSS_GAF_9238/CWR-1-8-CLS6/11QPA4-1-17-L1/OS PSS_KEB_9121/CWR-1-4-CLS5/11QPA4-1-12-L3/OS |  |  |  | PSS_KEB_9121/11QPA4-1-12-L3-1 PSS_GAF_9238/11QPA4-1-17-L1-1 ODU2 OTU2#1
5957 | PSS_KAS_9103/11QPA4-1-11-L4-1 PSS_KAS_9489/11QPA4-1-15-L3-1 ODU2 DSR:1 | PSS_KAS_9103/11QPA4-1-11-L4-1 PSS_KAS_9489/11QPA4-1-15-L3-1 ODU2 DSR:1 |  | 10GbE | odu2 | NA | UNPROTECTED | NA | MANAGED_PLANE | BiDirectional | Up | NOT SUPPORTED | 0.0 | 0.0 | PSS_KAS_9489 | 1830 PSS-32 | 11QPA4 | 11QPA4-1-15-C3 | PSS_KAS_9103 | 1830 PSS-32 | 11QPA4 | 11QPA4-1-11-C4 | Started | Started | Cleared | Cleared | No | No | 2023-08-02 22:31:47 | SYSTEM | PSS_KAS_9489/A2325A-1-2-LINE-PSS_KAS_9103/AHPHG-1-2-LINE | PSS_KAS_9103 PSS_KAS_9489 | PSS_KAS_9103/CWR-1-4-CLS5/11QPA4-1-11-L4/OS PSS_KAS_9489/CWR-1-4-CLS4/11QPA4-1-15-L3/OS |  |  |  | PSS_KAS_9103/11QPA4-1-11-L4-1 PSS_KAS_9489/11QPA4-1-15-L3-1 ODU2 OTU2#1
5966 | PSS_KAS_9489/11QPA4-1-15-L4-1 PSS_GAF_9238/11QPA4-1-17-L2-1 ODU2 DSR:1 | PSS_KAS_9489/11QPA4-1-15-L4-1 PSS_GAF_9238/11QPA4-1-17-L2-1 ODU2 DSR:1 |  | 10GbE | odu2 | NA | UNPROTECTED | NA | MANAGED_PLANE | BiDirectional | Up | NOT SUPPORTED | 0.0 | 0.0 | PSS_GAF_9238 | 1830 PSS-32 | 11QPA4 | 11QPA4-1-17-C2 | PSS_KAS_9489 | 1830 PSS-32 | 11QPA4 | 11QPA4-1-15-C4 | Started | Started | Cleared | Cleared | No | No | 2023-08-02 23:48:47 | SYSTEM | PSS_KAS_9489/A2325A-1-6-LINE-PSS_GAF_9238/AHPHG-1-10-LINE | PSS_GAF_9238 PSS_KAS_9489 | PSS_GAF_9238/CWR-1-12-CLS1/11QPA4-1-17-L2/OS PSS_KAS_9489/CWR-1-8-CLS4/11QPA4-1-15-L4/OS |  |  |  | PSS_KAS_9489/11QPA4-1-15-L4-1 PSS_GAF_9238/11QPA4-1-17-L2-1 ODU2 OTU2#1
5991 | PSS_JEN_9084/11QPA4-1-15-L4-1 PSS_JEN_9188/11QPA4-1-15-L1-1 ODU2 DSR:1 | PSS_JEN_9084/11QPA4-1-15-L4-1 PSS_JEN_9188/11QPA4-1-15-L1-1 ODU2 DSR:1 |  | 10GbE | odu2 | NA | UNPROTECTED | NA | MANAGED_PLANE | BiDirectional | Up | NOT SUPPORTED | 0.0 | 0.0 | PSS_JEN_9188 | 1830 PSS-32 | 11QPA4 | 11QPA4-1-15-C1 | PSS_JEN_9084 | 1830 PSS-32 | 11QPA4 | 11QPA4-1-15-C4 | Started | Started | Cleared | Cleared | No | No | 2023-08-08 22:25:06 | SYSTEM | PSS_JEN_9084/ALPHG-1-2-LINE-PSS_JEN_9188/AHPHG-1-2-LINE | PSS_JEN_9188 PSS_JEN_9084 | PSS_JEN_9188/CWR-1-4-CLS2/11QPA4-1-15-L1/OS PSS_JEN_9084/CWR-1-4-CLS4/11QPA4-1-15-L4/OS |  |  |  | PSS_JEN_9084/11QPA4-1-15-L4-1 PSS_JEN_9188/11QPA4-1-15-L1-1 ODU2 OTU2#1
6130 | PSS_MED_9030/S13X100-1-11-C32 PSS_MED_9049/S13X100-1-13-C32 DSR | PSS_MED_9030/S13X100-1-11-C32 PSS_MED_9049/S13X100-1-13-C32 DSR |  | 100GbE | odu4 | MANAGED_PLANE | UNPROTECTED | NA | MANAGED_PLANE | BiDirectional | Up | NOTAVAILABLE | 0.0 | 0.0 | PSS_MED_9030 | 1830 PSS-32 | S13X100 | S13X100-1-11-C32 | PSS_MED_9049 | 1830 PSS-32 | S13X100 | S13X100-1-13-C32 | Started | Started | Cleared | Cleared | No | No | 2023-11-22 03:28:39 | USER | PSS_MED_9030/AHPHG-1-2-LINE-PSS_MED_9029/AHPHG-1-2-LINE PSS_MED_9049/AHPHG-1-7-LINE-PSS_MED_9029/AHPHG-1-6-LINE | PSS_MED_9030 PSS_MED_9029 PSS_MED_9049 | PSS_MED_9049/S13X100-1-13-L1/SFD-28-1-9170/OS PSS_MED_9030/S13X100-1-11-L1/SFD-27-1-9170/OS |  |  |  | PSS_MED_9030/OTUODU4-1-11-L1 PSS_MED_9049/OTUODU4-1-13-L1 ODU4 OTU4#1
6175 | PSS_MED_9029/S13X100-1-13-C32 PSS_MED_9070/S13X100-1-17-C32 DSR | PSS_MED_9029/S13X100-1-13-C32 PSS_MED_9070/S13X100-1-17-C32 DSR |  | 100GbE | odu4 | MANAGED_PLANE | UNPROTECTED | NA | MANAGED_PLANE | BiDirectional | Up | INVALID | 0.0 | 0.0 | PSS_MED_9029 | 1830 PSS-32 | S13X100 | S13X100-1-13-C32 | PSS_MED_9070 | 1830 PSS-32 | S13X100 | S13X100-1-17-C32 | Started | Started | Cleared | Cleared | No | No | 2023-11-23 20:37:26 | USER | PSS_MED_9030/AHPHG-1-2-LINE-PSS_MED_9029/AHPHG-1-2-LINE PSS_MED_9030/AHPHG-1-6-LINE-PSS_MED_9070/AHPHG-1-6-LINE | PSS_MED_9030 PSS_MED_9029 PSS_MED_9070 | PSS_MED_9029/S13X100-1-13-L1/SFD-25-1-9180/OS PSS_MED_9070/S13X100-1-17-L1/SFD-30-1-9180/OS |  |  |  | PSS_MED_9029/OTUODU4-1-13-L1 PSS_MED_9070/OTUODU4-1-17-L1 ODU4 OTU4#1
6195 | PSS_MED_9029/S13X100-1-14-C32 PSS_MED_9042/S13X100-1-14-C32 DSR | PSS_MED_9029/S13X100-1-14-C32 PSS_MED_9042/S13X100-1-14-C32 DSR |  | 100GbE | odu4 | MANAGED_PLANE | UNPROTECTED | NA | MANAGED_PLANE | BiDirectional | Up | INVALID | 0.0 | 0.0 | PSS_MED_9029 | 1830 PSS-32 | S13X100 | S13X100-1-14-C32 | PSS_MED_9042 | 1830 PSS-32 | S13X100 | S13X100-1-14-C32 | Started | Started | Cleared | Cleared | No | No | 2023-11-24 01:23:29 | USER | PSS_MED_9049/A2325A-1-3-LINE-PSS_MED_9042/A2325A-1-7-LINE PSS_MED_9049/AHPHG-1-7-LINE-PSS_MED_9029/AHPHG-1-6-LINE | PSS_MED_9042 PSS_MED_9049 PSS_MED_9029 | PSS_MED_9029/S13X100-1-14-L1/SFD-26-1-9180/OS PSS_MED_9042/S13X100-1-14-L1/SFD-30-1-9180/OS |  |  |  | PSS_MED_9029/OTUODU4-1-14-L1 PSS_MED_9042/OTUODU4-1-14-L1 ODU4 OTU4#1
6384 | PSS_SIL_9059/S13X100-1-12-C32 PSS_BEJ_9245/S13X100-1-12-C32 DSR | PSS_SIL_9059/S13X100-1-12-C32 PSS_BEJ_9245/S13X100-1-12-C32 DSR |  | 100GbE | odu4 | MANAGED_PLANE | UNPROTECTED | NA | MANAGED_PLANE | BiDirectional | Up | INVALID | 0.0 | 0.0 | PSS_SIL_9059 | 1830 PSS-32 | S13X100 | S13X100-1-12-C32 | PSS_BEJ_9245 | 1830 PSS-32 | S13X100 | S13X100-1-12-C32 | Started | Started | Minor | Minor | No | No | 2023-12-13 02:12:50 | USER | PSS_JEN_9084/ALPHG-1-2-LINE-PSS_JEN_9188/AHPHG-1-2-LINE PSS_JEN_9084/ALPHG-1-6-LINE-PSS_KEF_9058/ALPHG-1-2-LINE PSS_KEF_9058/ALPHG-1-6-LINE-PSS_SIL_9059/ALPHG-1-2-LINE PSS_BEJ_9516/ALPHG-1-6-LINE-PSS_JEN_9188/AHPHG-1-6-LINE | PSS_JEN_9188 PSS_JEN_9084 PSS_KEF_9058 PSS_SIL_9059 PSS_BEJ_9245 | PSS_BEJ_9245/S13X100-1-12-L1/SFD-31-1-9210/OS PSS_SIL_9059/S13X100-1-12-L1/SFD-32-1-9210/OS |  |  |  | PSS_SIL_9059/OTUODU4-1-12-L1 PSS_BEJ_9245/OTUODU4-1-12-L1 ODU4 OTU4#1
6387 | PSS_SIL_9059/S13X100-1-16-C32 PSS_ZAG_9111/S13X100-1-12-C32 DSR | PSS_SIL_9059/S13X100-1-16-C32 PSS_ZAG_9111/S13X100-1-12-C32 DSR |  | 100GbE | odu4 | MANAGED_PLANE | UNPROTECTED | NA | MANAGED_PLANE | BiDirectional | Up | INVALID | 0.0 | 0.0 | PSS_SIL_9059 | 1830 PSS-32 | S13X100 | S13X100-1-16-C32 | PSS_ZAG_9111 | 1830 PSS-32 | S13X100 | S13X100-1-12-C32 | Started | Started | Cleared | Cleared | No | No | 2023-12-13 02:13:41 | USER | PSS_ZAG_9111/A2325A-1-3-LINE-PSS_ZAG_9450/A2325A-1-6-LINE PSS_SIL_9059/AHPHG-1-6-LINE-PSS_SIL_9553/AHPHG-1-6-LINE PSS_SIL_9553/AHPHG-1-2-LINE-PSS_SIL_9114/AHPHG-1-6-LINE PSS_ZAG_9450/AHPHG-1-2-LINE-PSS_SIL_9114/AHPHG-1-2-LINE | PSS_ZAG_9111 PSS_ZAG_9450 PSS_SIL_9059 PSS_SIL_9553 PSS_SIL_9114 | PSS_ZAG_9111/S13X100-1-12-L1/SFD-29-1-9210/OS PSS_SIL_9059/S13X100-1-16-L1/SFD-31-1-9210/OS |  |  |  | PSS_SIL_9059/OTUODU4-1-16-L1 PSS_ZAG_9111/OTUODU4-1-12-L1 ODU4 OTU4#1
6579 | PSS_TAT_9126/S13X100-1-15-C32 PSS_GAB_9026/S13X100-2-15-C32 DSR | PSS_TAT_9126/S13X100-1-15-C32 PSS_GAB_9026/S13X100-2-15-C32 DSR |  | 100GbE | odu4 | MANAGED_PLANE | UNPROTECTED | NA | MANAGED_PLANE | BiDirectional | Up | INVALID | 0.0 | 0.0 | PSS_TAT_9126 | 1830 PSS-32 | S13X100 | S13X100-1-15-C32 | PSS_GAB_9026 | 1830 PSS-32 | S13X100 | S13X100-2-15-C32 | Started | Started | Cleared | Cleared | No | No | 2024-01-26 11:57:26 | USER | PSS_GAB_9026/AHPHG-2-2-LINE-PSS_MED_9050/AHPHG-1-2-LINE PSS_TAT_9126/ALPHG-1-6-LINE-PSS_MED_9050/ALPHG-1-6-LINE | PSS_GAB_9026 PSS_MED_9050 PSS_TAT_9126 | PSS_GAB_9026/S13X100-2-15-L1/SFD-30-1-9170/OS PSS_TAT_9126/S13X100-1-15-L1/SFD-32-1-9170/OS |  |  |  | PSS_GAB_9026/OTUODU4-2-15-L1 PSS_TAT_9126/OTUODU4-1-15-L1 ODU4 OTU4#1
6839 | PSS_GAB_9026/S13X100-2-14-C32 PSS_MED_9050/S13X100-1-15-C32 DSR | PSS_GAB_9026/S13X100-2-14-C32 PSS_MED_9050/S13X100-1-15-C32 DSR |  | 100GbE | odu4 | MANAGED_PLANE | UNPROTECTED | NA | MANAGED_PLANE | BiDirectional | Up | NOTAVAILABLE | 0.0 | 0.0 | PSS_GAB_9026 | 1830 PSS-32 | S13X100 | S13X100-2-14-C32 | PSS_MED_9050 | 1830 PSS-32 | S13X100 | S13X100-1-15-C32 | Started | Started | Cleared | Cleared | No | No | 2024-03-06 12:53:43 | USER | PSS_GAB_9026/AHPHG-2-2-LINE-PSS_MED_9050/AHPHG-1-2-LINE | PSS_GAB_9026 PSS_MED_9050 | PSS_GAB_9026/S13X100-2-14-L1/SFD-30-1-9180/OS PSS_MED_9050/S13X100-1-15-L1/SFD-30-1-9180/OS |  |  |  | PSS_GAB_9026/OTUODU4-2-14-L1 PSS_MED_9050/OTUODU4-1-15-L1 ODU4 OTU4#1
6927 | 1/ODU2/Kasserine/TELA OTU2#1:4 ODU2:1 ODU0:3 DSR:1 | 1/ODU2/Kasserine/TELA OTU2#1:4 ODU2:1 ODU0:3 DSR:1 |  | 1GbE | odu0 | MANAGED_PLANE | UNPROTECTED | NA | MANAGED_PLANE | BiDirectional | Up | NOT SUPPORTED | 0.0 | 0.0 | PSS_KAS_9470 | 1830 PSS-32 | 11DPM12 | 11DPM12-1-17-C10 | PSS_KAS_9103 | 1830 PSS-32 | 11DPM12 | 11DPM12-2-14-C10 | Started | Started | Cleared | Cleared | No | No | 2024-04-18 01:30:54 | SYSTEM | PSS_KAS_9470/AHPLG-1-6-LINE-PSS_KAS_9103/A2325A-2-2-LINE | PSS_KAS_9103 PSS_KAS_9470 | PSS_KAS_9470/CWR-1-8-CLS1/11DPM12-1-17-L1/OS PSS_KAS_9103/CWR-2-4-CLS5/11DPM12-2-14-L1/OS |  |  |  | 1/ODU2/Kasserine/TELA OTU2#1:4
7077 | PSS_JEN_9188/11QPA4-1-15-L3-1 PSS_SIL_9059/11QPA4-1-10-L4-1 ODU2 DSR:1 | PSS_JEN_9188/11QPA4-1-15-L3-1 PSS_SIL_9059/11QPA4-1-10-L4-1 ODU2 DSR:1 |  | 10GbE | odu2 | NA | UNPROTECTED | NA | MANAGED_PLANE | BiDirectional | Up | NOT SUPPORTED | 0.0 | 0.0 | PSS_SIL_9059 | 1830 PSS-32 | 11QPA4 | 11QPA4-1-10-C4 | PSS_JEN_9188 | 1830 PSS-32 | 11QPA4 | 11QPA4-1-15-C3 | Started | Started | Cleared | Cleared | No | No | 2024-06-06 23:07:29 | SYSTEM | PSS_JEN_9084/ALPHG-1-2-LINE-PSS_JEN_9188/AHPHG-1-2-LINE PSS_JEN_9084/ALPHG-1-6-LINE-PSS_KEF_9058/ALPHG-1-2-LINE PSS_KEF_9058/ALPHG-1-6-LINE-PSS_SIL_9059/ALPHG-1-2-LINE | PSS_JEN_9188 PSS_JEN_9084 PSS_KEF_9058 PSS_SIL_9059 | PSS_JEN_9188/CWR-1-4-CLS3/11QPA4-1-15-L3/OS PSS_SIL_9059/SFD-32-1-9390/11QPA4-1-10-L4/OS |  |  |  | PSS_JEN_9188/11QPA4-1-15-L3-1 PSS_SIL_9059/11QPA4-1-10-L4-1 ODU2 OTU2#1
7191 | PSS_MED_9042/11QPA4-1-15-L4-1 PSS_GAB_9475/11QPA4-1-17-L1-1 ODU2 DSR:1 | PSS_MED_9042/11QPA4-1-15-L4-1 PSS_GAB_9475/11QPA4-1-17-L1-1 ODU2 DSR:1 |  | 10GbE | odu2 | NA | UNPROTECTED | NA | MANAGED_PLANE | BiDirectional | Down | NOT SUPPORTED | 0.0 | 0.0 | PSS_MED_9042 | 1830 PSS-32 | 11QPA4 | 11QPA4-1-15-C4 | PSS_GAB_9475 | 1830 PSS-32 | 11QPA4 | 11QPA4-1-17-C1 | Started | Started | Cleared | Cleared | No | No | 2024-07-11 22:48:59 | SYSTEM | PSS_GAB_9475/IROADM-1-3-LINEOUT-PSS_MED_9042/A2325A-1-3-LINE | PSS_GAB_9475 PSS_MED_9042 | PSS_MED_9042/CWR-1-5-CLS6/11QPA4-1-15-L4/OS PSS_GAB_9475/SFD-26-1-9480/11QPA4-1-17-L1/OS |  |  |  | PSS_MED_9042/11QPA4-1-15-L4-1 PSS_GAB_9475/11QPA4-1-17-L1-1 ODU2 OTU2#1
7235 | 128.5.12.186/1/14/L4-128.5.12.126/1/14/L4:4 ODU2:1 DSR:1 | 128.5.12.186/1/14/L4-128.5.12.126/1/14/L4:4 ODU2:1 DSR:1 |  | 10GbE | odu2 | NA | UNPROTECTED | NA | MANAGED_PLANE | BiDirectional | Up | NOT COMPUTED | 0.0 | 0.0 | PSS_TAT_9126 | 1830 PSS-32 | 11QPA4 | 11QPA4-1-14-C4 | PSS_MED_9186 | 1830 PSS-32 | 11QPA4 | 11QPA4-1-14-C4 | Started | Started | Cleared | Cleared | No | No | 2024-07-17 02:10:36 | SYSTEM_NOTIF | PSS_MED_9186/IROADM-1-6-LINEOUT-PSS_TAT_9126/ALPHG-1-2-LINE | PSS_MED_9186 PSS_TAT_9126 | PSS_TAT_9126/CWR-1-4-CLS5/11QPA4-1-14-L4/OS PSS_MED_9186/SFD-31-1-9450/11QPA4-1-14-L4/OS |  |  |  | 128.5.12.186/1/14/L4-128.5.12.126/1/14/L4:4
7238 | PSS_TAT_9126/S13X100-1-13-C32 PSS_MED_91_6583:1 DSR:1 | PSS_TAT_9126/S13X100-1-13-C32 PSS_MED_91_6583:1 DSR:1 |  | 100GbE | odu4 | MANAGED_PLANE | UNPROTECTED | NA | MANAGED_PLANE | BiDirectional | Up | INVALID | 0.0 | -0.001 | PSS_TAT_9126 | 1830 PSS-32 | S13X100 | S13X100-1-13-C32 | PSS_MED_9186 | 1830 PSS-32 | S13X100 | S13X100-1-17-C32 | Started | Started | Cleared | Cleared | No | No | 2024-07-17 02:10:38 | SYSTEM_NOTIF | PSS_MED_9186/IROADM-1-6-LINEOUT-PSS_TAT_9126/ALPHG-1-2-LINE | PSS_MED_9186 PSS_TAT_9126 | PSS_MED_9186/S13X100-1-17-L1/SFD-31-1-9170/OS PSS_TAT_9126/S13X100-1-13-L1/SFD-31-1-9170/OS |  |  |  | PSS_MED_9186/OTUODU4-1-17-L1 PSS_TAT_9126/OTUODU4-1-13-_6576:1
7240 | 128.5.12.186/1/14/L3-128.5.12.126/1/14/L3:3 ODU2:1 DSR:1 | 128.5.12.186/1/14/L3-128.5.12.126/1/14/L3:3 ODU2:1 DSR:1 |  | 10GbE | odu2 | NA | UNPROTECTED | NA | MANAGED_PLANE | BiDirectional | Up | NOT COMPUTED | 0.0 | 0.0 | PSS_TAT_9126 | 1830 PSS-32 | 11QPA4 | 11QPA4-1-14-C3 | PSS_MED_9186 | 1830 PSS-32 | 11QPA4 | 11QPA4-1-14-C3 | Started | Started | Cleared | Cleared | No | No | 2024-07-17 02:10:42 | SYSTEM_NOTIF | PSS_MED_9186/IROADM-1-6-LINEOUT-PSS_TAT_9126/ALPHG-1-2-LINE | PSS_MED_9186 PSS_TAT_9126 | PSS_TAT_9126/CWR-1-4-CLS4/11QPA4-1-14-L3/OS PSS_MED_9186/SFD-31-1-9440/11QPA4-1-14-L3/OS |  |  |  | 128.5.12.186/1/14/L3-128.5.12.126/1/14/L3:3
7243 | 128.5.12.186/1/14/L1-128.5.12.126/1/14/L1:2 ODU2:1 DSR:1 | 128.5.12.186/1/14/L1-128.5.12.126/1/14/L1:2 ODU2:1 DSR:1 |  | 10GbE | odu2 | NA | UNPROTECTED | NA | MANAGED_PLANE | BiDirectional | Up | NOT COMPUTED | 0.0 | 0.0 | PSS_MED_9186 | 1830 PSS-32 | 11QPA4 | 11QPA4-1-14-C1 | PSS_TAT_9126 | 1830 PSS-32 | 11QPA4 | 11QPA4-1-14-C1 | Started | Started | Cleared | Cleared | No | No | 2024-07-17 02:10:45 | SYSTEM_NOTIF | PSS_MED_9186/IROADM-1-6-LINEOUT-PSS_TAT_9126/ALPHG-1-2-LINE | PSS_MED_9186 PSS_TAT_9126 | PSS_TAT_9126/CWR-1-4-CLS2/11QPA4-1-14-L1/OS PSS_MED_9186/SFD-31-1-9420/11QPA4-1-14-L1/OS |  |  |  | 128.5.12.186/1/14/L1-128.5.12.126/1/14/L1:2
7244 | 3/OTU2/Benguerdene/Tataouine:5 ODU2:1 DSR:1 | 3/OTU2/Benguerdene/Tataouine:5 ODU2:1 DSR:1 |  | 10GbE | odu2 | NA | UNPROTECTED | NA | MANAGED_PLANE | BiDirectional | Up | NOT COMPUTED | 0.0 | 0.0 | PSS_MED_9186 | 1830 PSS-32 | 11QPA4 | 11QPA4-1-14-C2 | PSS_TAT_9126 | 1830 PSS-32 | 11QPA4 | 11QPA4-1-14-C2 | Started | Started | Cleared | Cleared | No | No | 2024-07-17 02:10:49 | SYSTEM_NOTIF | PSS_MED_9186/IROADM-1-6-LINEOUT-PSS_TAT_9126/ALPHG-1-2-LINE | PSS_MED_9186 PSS_TAT_9126 | PSS_TAT_9126/CWR-1-4-CLS3/11QPA4-1-14-L2/OS PSS_MED_9186/SFD-31-1-9470/11QPA4-1-14-L2/OS |  |  |  | 3/OTU2/Benguerdene/Tataouine:5
7269 | 1/OTU2/Benguerdene/MIDOUN:4 ODU2:1 DSR:1 | 1/OTU2/Benguerdene/MIDOUN:4 ODU2:1 DSR:1 |  | 10GbE | odu2 | NA | UNPROTECTED | NA | MANAGED_PLANE | BiDirectional | Up | NOT COMPUTED | 0.0 | 0.0 | PSS_MED_9030 | 1830 PSS-32 | 11QPA4 | 11QPA4-1-16-C1 | PSS_MED_9186 | 1830 PSS-32 | 11QPA4 | 11QPA4-1-16-C1 | Started | Started | Cleared | Cleared | No | No | 2024-07-17 04:21:11 | SYSTEM_NOTIF | PSS_MED_9030/AHPHG-1-6-LINE-PSS_MED_9070/AHPHG-1-6-LINE PSS_MED_9186/IROADM-1-2-LINEOUT-PSS_MED_9070/ALPHG-1-2-LINE | PSS_MED_9030 PSS_MED_9070 PSS_MED_9186 | PSS_MED_9030/CWR-1-8-CLS1/11QPA4-1-16-L1/OS PSS_MED_9186/SFD-30-1-9420/11QPA4-1-16-L1/OS |  |  |  | 1/OTU2/Benguerdene/MIDOUN:4
7273 | PSS_MED_9030/S13X100-1-13-C32 PSS_MED_91_6127:1 DSR:1 | PSS_MED_9030/S13X100-1-13-C32 PSS_MED_91_6127:1 DSR:1 |  | 100GbE | odu4 | MANAGED_PLANE | UNPROTECTED | NA | MANAGED_PLANE | BiDirectional | Up | NOTAVAILABLE | 0.0 | -0.001 | PSS_MED_9030 | 1830 PSS-32 | S13X100 | S13X100-1-13-C32 | PSS_MED_9186 | 1830 PSS-32 | S13X100 | S13X100-1-13-C32 | Started | Started | Cleared | Cleared | No | No | 2024-07-17 04:21:24 | SYSTEM_NOTIF | PSS_MED_9030/AHPHG-1-6-LINE-PSS_MED_9070/AHPHG-1-6-LINE PSS_MED_9186/IROADM-1-2-LINEOUT-PSS_MED_9070/ALPHG-1-2-LINE | PSS_MED_9030 PSS_MED_9070 PSS_MED_9186 | PSS_MED_9186/S13X100-1-13-L1/SFD-30-1-9170/OS PSS_MED_9030/S13X100-1-13-L1/SFD-28-1-9170/OS |  |  |  | PSS_MED_9030/OTUODU4-1-13-L1 PSS_MED_9186/OTUODU4-1-13-_6120:1
7277 | 2/OTU2/Benguerdene/MIDOUN:3 ODU2:1 DSR:1 | 2/OTU2/Benguerdene/MIDOUN:3 ODU2:1 DSR:1 |  | 10GbE | odu2 | NA | UNPROTECTED | NA | MANAGED_PLANE | BiDirectional | Up | NOT COMPUTED | 0.0 | 0.0 | PSS_MED_9030 | 1830 PSS-32 | 11QPA4 | 11QPA4-1-16-C2 | PSS_MED_9186 | 1830 PSS-32 | 11QPA4 | 11QPA4-1-16-C2 | Started | Started | Cleared | Cleared | No | No | 2024-07-17 04:21:29 | SYSTEM_NOTIF | PSS_MED_9030/AHPHG-1-6-LINE-PSS_MED_9070/AHPHG-1-6-LINE PSS_MED_9186/IROADM-1-2-LINEOUT-PSS_MED_9070/ALPHG-1-2-LINE | PSS_MED_9030 PSS_MED_9070 PSS_MED_9186 | PSS_MED_9030/CWR-1-8-CLS2/11QPA4-1-16-L2/OS PSS_MED_9186/SFD-30-1-9400/11QPA4-1-16-L2/OS |  |  |  | 2/OTU2/Benguerdene/MIDOUN:3
7282 | PSS_MED_9070/S13X100-1-14-C32 PSS_MED_90_6843:1 DSR:1 | PSS_MED_9070/S13X100-1-14-C32 PSS_MED_90_6843:1 DSR:1 |  | 100GbE | odu4 | MANAGED_PLANE | UNPROTECTED | NA | MANAGED_PLANE | BiDirectional | Up | NOTAVAILABLE | 0.0 | -0.001 | PSS_MED_9050 | 1830 PSS-32 | S13X100 | S13X100-1-17-C32 | PSS_MED_9070 | 1830 PSS-32 | S13X100 | S13X100-1-14-C32 | Started | Started | Cleared | Cleared | No | No | 2024-07-17 04:21:41 | SYSTEM_NOTIF | PSS_TAT_9126/ALPHG-1-6-LINE-PSS_MED_9050/ALPHG-1-6-LINE PSS_MED_9186/IROADM-1-6-LINEOUT-PSS_TAT_9126/ALPHG-1-2-LINE PSS_MED_9186/IROADM-1-2-LINEOUT-PSS_MED_9070/ALPHG-1-2-LINE | PSS_MED_9050 PSS_TAT_9126 PSS_MED_9186 PSS_MED_9070 | PSS_MED_9070/S13X100-1-14-L1/SFD-29-1-9180/OS PSS_MED_9050/S13X100-1-17-L1/SFD-31-1-9180/OS |  |  |  | PSS_MED_9070/OTUODU4-1-14-L1 PSS_MED_9050/OTUODU4-1-17-_6836:2
7327 | 1G_SFX_9235_GAB_9026 ODU0#1 DSR:1 | 1G_SFX_9235_GAB_9026 ODU0#1 DSR:1 |  | 1GbE | odu0 | MANAGED_PLANE | UNPROTECTED | NA | MANAGED_PLANE | BiDirectional | Up | NOT SUPPORTED | 0.0 | 0.0 | PSS_SFX_9235 | 1830 PSS-32 | 11DPM12 | 11DPM12-1-16-C11 | PSS_GAB_9026 | 1830 PSS-32 | 11DPM12 | 11DPM12-1-13-C11 | Started | Started | Cleared | Cleared | No | No | 2024-08-21 23:39:19 | SYSTEM | PSS_GAB_9476/AHPHG-1-2-LINE-PSS_SFX_9235/ALPHG-1-6-LINE PSS_GAB_9476/AHPHG-1-6-LINE-PSS_GAB_9026/ALPHG-1-2-LINE | PSS_GAB_9476 PSS_SFX_9235 PSS_GAB_9026 | PSS_SFX_9235/CWR-1-8-CLS5/11DPM12-1-16-L2/OS PSS_GAB_9026/SFD-25-1-9460/11DPM12-1-13-L2/OS |  |  |  | 3/OTU2/Gabes/Ghraiba:3
7437 | PSS_SBO_9094/OTUODU4-1-30-1 PSS_GAF_9080/OTUODU4-1-10-1 ODU4 ODU4:1 DSR:1 | PSS_SBO_9094/OTUODU4-1-30-1 PSS_GAF_9080/OTUODU4-1-10-1 ODU4 ODU4:1 DSR:1 |  | 100GbE | odu4 | MANAGED_PLANE | UNPROTECTED | NA | MANAGED_PLANE | BiDirectional | Up | NOT COMPUTED | 0.0 | 0.0 | PSS_SBO_9094 | 1830 PSS-32 | S2AD200 | S2AD200-1-30-C1 | PSS_GAF_9080 | 1830 PSS-32 | S2AD200 | S2AD200-1-10-C1 | Started | Started | Cleared | Cleared | No | No | 2024-09-09 00:02:44 | USER | PSS_GAF_9080/AHPLG-1-2-LINE-PSS_GAF_9081/AHPHG-1-6-LINE PSS_GAF_9081/AHPHG-1-2-LINE-PSS_GAF_9473/AHPHG-1-2-LINE PSS_GAF_9238/AHPHG-1-2-LINE-PSS_SBO_9094/AHPHG-1-7-LINE PSS_GAF_9238/AHPLG-1-6-LINE-PSS_GAF_9473/AHPLG-1-5-LINE | PSS_GAF_9080 PSS_GAF_9081 PSS_GAF_9473 PSS_SBO_9094 PSS_GAF_9238 | PSS_SBO_9094/S2AD200-1-30-L1/SFD-30-1-9220/OS PSS_GAF_9080/S2AD200-1-10-L1/SFD-30-1-9220/OS |  |  |  | PSS_SBO_9094/OTUODU4-1-30-1 PSS_GAF_9080/OTUODU4-1-10-1 ODU4 OTU4#1
7602 | 1/OTU2/MEKNASSI/MajelBAbbes ODU2:1 ODU0:1 DSR:1 | 1/OTU2/MEKNASSI/MajelBAbbes ODU2:1 ODU0:1 DSR:1 |  | 1GbE | odu0 | MANAGED_PLANE | UNPROTECTED | NA | MANAGED_PLANE | BiDirectional | Up | NOT SUPPORTED | 0.0 | 0.0 | PSS_SBO_9094 | 1830 PSS-32 | 11DPM12 | 11DPM12-1-17-C9 | PSS_KAS_9489 | 1830 PSS-32 | 11DPM12 | 11DPM12-1-16-C11 | Started | Started | Cleared | Cleared | No | No | 2024-09-20 12:35:57 | SYSTEM | PSS_GAF_9238/AHPHG-1-2-LINE-PSS_SBO_9094/AHPHG-1-7-LINE PSS_KAS_9489/A2325A-1-6-LINE-PSS_GAF_9238/AHPHG-1-10-LINE | PSS_SBO_9094 PSS_GAF_9238 PSS_KAS_9489 | PSS_KAS_9489/CWR-1-8-CLS1/11DPM12-1-16-L1/OS PSS_SBO_9094/CWR-1-9-CLS1/11DPM12-1-17-L2/OS |  |  |  | 1/OTU2/MEKNASSI/MajelBAbbes
7603 | 1/OTU2/MEKNASSI/MajelBAbbes ODU2:1 ODU0:2 DSR:1 | 1/OTU2/MEKNASSI/MajelBAbbes ODU2:1 ODU0:2 DSR:1 |  | 1GbE | odu0 | MANAGED_PLANE | UNPROTECTED | NA | MANAGED_PLANE | BiDirectional | Up | NOT SUPPORTED | 0.0 | 0.0 | PSS_SBO_9094 | 1830 PSS-32 | 11DPM12 | 11DPM12-1-17-C7 | PSS_KAS_9489 | 1830 PSS-32 | 11DPM12 | 11DPM12-1-16-C10 | Started | Started | Cleared | Cleared | No | No | 2024-09-20 12:35:58 | SYSTEM | PSS_GAF_9238/AHPHG-1-2-LINE-PSS_SBO_9094/AHPHG-1-7-LINE PSS_KAS_9489/A2325A-1-6-LINE-PSS_GAF_9238/AHPHG-1-10-LINE | PSS_SBO_9094 PSS_GAF_9238 PSS_KAS_9489 | PSS_KAS_9489/CWR-1-8-CLS1/11DPM12-1-16-L1/OS PSS_SBO_9094/CWR-1-9-CLS1/11DPM12-1-17-L2/OS |  |  |  | 1/OTU2/MEKNASSI/MajelBAbbes
7605 | 1/OTU2/MEKNASSI/MajelBAbbes ODU2:1 ODU0:3 DSR:1 | 1/OTU2/MEKNASSI/MajelBAbbes ODU2:1 ODU0:3 DSR:1 |  | 1GbE | odu0 | MANAGED_PLANE | UNPROTECTED | NA | MANAGED_PLANE | BiDirectional | Up | NOT SUPPORTED | 0.0 | 0.0 | PSS_SBO_9094 | 1830 PSS-32 | 11DPM12 | 11DPM12-1-17-C8 | PSS_KAS_9489 | 1830 PSS-32 | 11DPM12 | 11DPM12-1-16-C12 | Started | Started | Minor | Minor | No | No | 2024-09-20 12:35:59 | SYSTEM | PSS_GAF_9238/AHPHG-1-2-LINE-PSS_SBO_9094/AHPHG-1-7-LINE PSS_KAS_9489/A2325A-1-6-LINE-PSS_GAF_9238/AHPHG-1-10-LINE | PSS_SBO_9094 PSS_GAF_9238 PSS_KAS_9489 | PSS_KAS_9489/CWR-1-8-CLS1/11DPM12-1-16-L1/OS PSS_SBO_9094/CWR-1-9-CLS1/11DPM12-1-17-L2/OS |  |  |  | 1/OTU2/MEKNASSI/MajelBAbbes
7607 | 1G-KAS9489(S1/SL16/C1)# 22-EG4-1-SBO9094 DSR:1 | 1G-KAS9489(S1/SL16/C1)# 22-EG4-1-SBO9094 DSR:1 |  | 1GbE | odu0 | MANAGED_PLANE | UNPROTECTED | NA | MANAGED_PLANE | BiDirectional | Up | NOT SUPPORTED | 0.0 | 0.0 | PSS_KAS_9489 | 1830 PSS-32 | 11DPM12 | 11DPM12-1-16-C9 | PSS_SBO_9094 | 1830 PSS-32 | 11DPM12 | 11DPM12-1-17-C6 | Started | Started | Cleared | Cleared | No | No | 2024-09-20 12:36:01 | SYSTEM | PSS_GAF_9238/AHPHG-1-2-LINE-PSS_SBO_9094/AHPHG-1-7-LINE PSS_KAS_9489/A2325A-1-6-LINE-PSS_GAF_9238/AHPHG-1-10-LINE | PSS_SBO_9094 PSS_GAF_9238 PSS_KAS_9489 | PSS_KAS_9489/CWR-1-8-CLS1/11DPM12-1-16-L1/OS PSS_SBO_9094/CWR-1-9-CLS1/11DPM12-1-17-L2/OS |  |  |  | 1/OTU2/MEKNASSI/MajelBAbbes
7782 | PSS_TOZ_9091/OTUODU4-1-10-1 PSS_GAF_9080/OTUODU4-1-28-1 ODU4 ODU4:1 DSR:1 | PSS_TOZ_9091/OTUODU4-1-10-1 PSS_GAF_9080/OTUODU4-1-28-1 ODU4 ODU4:1 DSR:1 |  | 100GbE | odu4 | MANAGED_PLANE | UNPROTECTED | NA | MANAGED_PLANE | BiDirectional | Up | NOT COMPUTED | 0.0 | 0.0 | PSS_TOZ_9091 | 1830 PSS-32 | S2AD200 | S2AD200-1-10-C1 | PSS_GAF_9080 | 1830 PSS-32 | S2AD200 | S2AD200-1-28-C1 | Started | Started | Cleared | Cleared | No | No | 2024-09-27 01:42:21 | USER | PSS_GAF_9080/ALPHG-1-6-LINE-PSS_TOZ_9091/ALPHG-1-2-LINE | PSS_GAF_9080 PSS_TOZ_9091 | PSS_GAF_9080/S2AD200-1-28-L1/SFD-31-1-9170/OS PSS_TOZ_9091/S2AD200-1-10-L1/SFD-30-1-9170/OS |  |  |  | PSS_TOZ_9091/OTUODU4-1-10-1 PSS_GAF_9080/OTUODU4-1-28-1 ODU4 OTU4#1
7988 | PSS_SFX_9015/11QPA4-1-14-L3-1 PSS_SOS_91_7842:4 DSR:1 | PSS_SFX_9015/11QPA4-1-14-L3-1 PSS_SOS_91_7842:4 DSR:1 |  | 10GbE | odu2e | MANAGED_PLANE | UNPROTECTED | NA | MANAGED_PLANE | BiDirectional | Up | INVALID | 0.0 | -0.001 | PSS_SOS_9189 | 1830 PSS-32 | S13X100 | S13X100-1-16-C8 | PSS_SFX_9015 | 1830 PSS-32 | S13X100 | S13X100-1-6-C8 | Started | Started | Minor | Minor | No | No | 2024-10-10 02:13:11 | SYSTEM_NOTIF | PSS_SOS_9189/PORT-1-10-LINEOUT-PSS_MAH_9448/PORT-1-2-LINEIN PSS_MAH_9448/PORT-1-3-LINEOUT-PSS_SFX_9015/PORT-1-2-LINEIN | PSS_SOS_9189 PSS_MAH_9448 PSS_MAH_9448 PSS_SFX_9015 | PSS_MAH_9448/S13X100-1-16-C8/S13X100-1-4-C8/OS PSS_MAH_9448/S13X100-1-4-L1/SFD-27-1-9260/OS PSS_SOS_9189/PSC-29-1-B1/S13X100-1-16-L1/OS PSS_MAH_9448/PSC-29-1-A1/S13X100-1-16-L1/OS PSS_SFX_9015/S13X100-1-6-L1/SFD-32-1-9270/OS |  |  |  | PSS_MAH_9448/OTU-1-4-C8 PSS_MAH_9448/OTU-1-16-C8 OTU2E PSS_SOS_9189/OTUODU4-1-16-L1 PSS_MAH_9448/OTUODU4-1-4-L_7816:1 PSS_SFX_9015/OTUODU4-1-6-L1 PSS_MAH_9448/OTUODU4-1-16-L_7709:2
7990 | 10G - Swap-S1/SL6/C7 # PE9015_B( 1/1/1)-_7839:3 DSR:1 | 10G - Swap-S1/SL6/C7 # PE9015_B( 1/1/1)-_7839:3 DSR:1 |  | 10GbE | odu2e | MANAGED_PLANE | UNPROTECTED | NA | MANAGED_PLANE | BiDirectional | Up | INVALID | 0.0 | -0.001 | PSS_SOS_9189 | 1830 PSS-32 | S13X100 | S13X100-1-16-C7 | PSS_SFX_9015 | 1830 PSS-32 | S13X100 | S13X100-1-6-C7 | Started | Started | Cleared | Cleared | No | No | 2024-10-10 02:13:14 | SYSTEM_NOTIF | PSS_SOS_9189/PORT-1-10-LINEOUT-PSS_MAH_9448/PORT-1-2-LINEIN PSS_MAH_9448/PORT-1-3-LINEOUT-PSS_SFX_9015/PORT-1-2-LINEIN | PSS_SOS_9189 PSS_MAH_9448 PSS_MAH_9448 PSS_SFX_9015 | PSS_MAH_9448/S13X100-1-16-C7/S13X100-1-4-C7/OS PSS_MAH_9448/S13X100-1-4-L1/SFD-27-1-9260/OS PSS_SOS_9189/PSC-29-1-B1/S13X100-1-16-L1/OS PSS_MAH_9448/PSC-29-1-A1/S13X100-1-16-L1/OS PSS_SFX_9015/S13X100-1-6-L1/SFD-32-1-9270/OS |  |  |  | PSS_MAH_9448/OTU-1-4-C7 PSS_MAH_9448/OTU-1-16-C7 OTU2E PSS_SOS_9189/OTUODU4-1-16-L1 PSS_MAH_9448/OTUODU4-1-4-L_7816:1 PSS_SFX_9015/OTUODU4-1-6-L1 PSS_MAH_9448/OTUODU4-1-16-L_7709:2
7991 | PSS_SOS_9189/S13X100-1-16-C6 PSS_SFX_901_7830:2 DSR:1 | PSS_SOS_9189/S13X100-1-16-C6 PSS_SFX_901_7830:2 DSR:1 |  | 10GbE | odu2e | MANAGED_PLANE | UNPROTECTED | NA | MANAGED_PLANE | BiDirectional | Up | INVALID | 0.0 | -0.001 | PSS_SFX_9015 | 1830 PSS-32 | S13X100 | S13X100-1-6-C6 | PSS_SOS_9189 | 1830 PSS-32 | S13X100 | S13X100-1-16-C6 | Started | Started | Minor | Minor | No | No | 2024-10-10 02:13:17 | SYSTEM_NOTIF | PSS_SOS_9189/PORT-1-10-LINEOUT-PSS_MAH_9448/PORT-1-2-LINEIN PSS_MAH_9448/PORT-1-3-LINEOUT-PSS_SFX_9015/PORT-1-2-LINEIN | PSS_SOS_9189 PSS_MAH_9448 PSS_MAH_9448 PSS_SFX_9015 | PSS_MAH_9448/S13X100-1-16-C6/S13X100-1-4-C6/OS PSS_MAH_9448/S13X100-1-4-L1/SFD-27-1-9260/OS PSS_SOS_9189/PSC-29-1-B1/S13X100-1-16-L1/OS PSS_MAH_9448/PSC-29-1-A1/S13X100-1-16-L1/OS PSS_SFX_9015/S13X100-1-6-L1/SFD-32-1-9270/OS |  |  |  | PSS_MAH_9448/OTU-1-4-C6 PSS_MAH_9448/OTU-1-16-C6 OTU2E PSS_SOS_9189/OTUODU4-1-16-L1 PSS_MAH_9448/OTUODU4-1-4-L_7816:1 PSS_SFX_9015/OTUODU4-1-6-L1 PSS_MAH_9448/OTUODU4-1-16-L_7709:2
8000 | PSS_MAH_9448/11DPM12-1-17-C7 PSS_SFX_901_7721:1 DSR:1 | PSS_MAH_9448/11DPM12-1-17-C7 PSS_SFX_901_7721:1 DSR:1 |  | 1GbE | odu0 | MANAGED_PLANE | UNPROTECTED | NA | MANAGED_PLANE | BiDirectional | Up | NOTAVAILABLE | 0.393 | -0.001 | PSS_SFX_9015 | 1830 PSS-32 | 8P20 | 8P20-1-35-C1 | PSS_MAH_9448 | 1830 PSS-32 | 8P20 | 8P20-1-29-C1 | Started | Started | Cleared | Cleared | No | No | 2024-10-10 02:13:32 | SYSTEM_NOTIF | PSS_MAH_9448/PORT-1-3-LINEOUT-PSS_SFX_9015/PORT-1-2-LINEIN | PSS_MAH_9448 PSS_SFX_9015 | PSS_SFX_9015/8P20-1-35-L1/S13X100-1-6-C10/OS PSS_MAH_9448/8P20-1-29-L1/S13X100-1-16-C10/OS PSS_MAH_9448/PSC-29-1-A1/S13X100-1-16-L1/OS PSS_SFX_9015/S13X100-1-6-L1/SFD-32-1-9270/OS |  |  |  | PSS_SFX_9015/OTU-1-35-L1 PSS_SFX_9015/OTU-1-6-C10 OTU2 PSS_MAH_9448/OTU-1-16-C10 PSS_MAH_9448/OTU-1-29-L1 OTU2 PSS_SFX_9015/OTUODU4-1-6-L1 PSS_MAH_9448/OTUODU4-1-16-L_7709:2
8001 | Groom-1 GBE PSS:1/17/C9<->9448# PSS:1/13_7727:3 DSR:1 | Groom-1 GBE PSS:1/17/C9<->9448# PSS:1/13_7727:3 DSR:1 |  | 1GbE | odu0 | MANAGED_PLANE | UNPROTECTED | NA | MANAGED_PLANE | BiDirectional | Up | NOTAVAILABLE | 0.393 | -0.001 | PSS_SFX_9015 | 1830 PSS-32 | 8P20 | 8P20-1-35-C3 | PSS_MAH_9448 | 1830 PSS-32 | 8P20 | 8P20-1-29-C3 | Started | Started | Cleared | Cleared | No | No | 2024-10-10 02:13:35 | SYSTEM_NOTIF | PSS_MAH_9448/PORT-1-3-LINEOUT-PSS_SFX_9015/PORT-1-2-LINEIN | PSS_MAH_9448 PSS_SFX_9015 | PSS_SFX_9015/8P20-1-35-L1/S13X100-1-6-C10/OS PSS_MAH_9448/8P20-1-29-L1/S13X100-1-16-C10/OS PSS_MAH_9448/PSC-29-1-A1/S13X100-1-16-L1/OS PSS_SFX_9015/S13X100-1-6-L1/SFD-32-1-9270/OS |  |  |  | PSS_SFX_9015/OTU-1-35-L1 PSS_SFX_9015/OTU-1-6-C10 OTU2 PSS_MAH_9448/OTU-1-16-C10 PSS_MAH_9448/OTU-1-29-L1 OTU2 PSS_SFX_9015/OTUODU4-1-6-L1 PSS_MAH_9448/OTUODU4-1-16-L_7709:2
8002 | Groom_PSS_MAH_9448/11DPM12-1-17-C8 PSS_S_7724:2 DSR:1 | Groom_PSS_MAH_9448/11DPM12-1-17-C8 PSS_S_7724:2 DSR:1 |  | 1GbE | odu0 | MANAGED_PLANE | UNPROTECTED | NA | MANAGED_PLANE | BiDirectional | Up | NOTAVAILABLE | 0.393 | -0.001 | PSS_SFX_9015 | 1830 PSS-32 | 8P20 | 8P20-1-35-C2 | PSS_MAH_9448 | 1830 PSS-32 | 8P20 | 8P20-1-29-C2 | Started | Started | Minor | Minor | No | No | 2024-10-10 02:13:37 | SYSTEM_NOTIF | PSS_MAH_9448/PORT-1-3-LINEOUT-PSS_SFX_9015/PORT-1-2-LINEIN | PSS_MAH_9448 PSS_SFX_9015 | PSS_SFX_9015/8P20-1-35-L1/S13X100-1-6-C10/OS PSS_MAH_9448/8P20-1-29-L1/S13X100-1-16-C10/OS PSS_MAH_9448/PSC-29-1-A1/S13X100-1-16-L1/OS PSS_SFX_9015/S13X100-1-6-L1/SFD-32-1-9270/OS |  |  |  | PSS_SFX_9015/OTU-1-35-L1 PSS_SFX_9015/OTU-1-6-C10 OTU2 PSS_MAH_9448/OTU-1-16-C10 PSS_MAH_9448/OTU-1-29-L1 OTU2 PSS_SFX_9015/OTUODU4-1-6-L1 PSS_MAH_9448/OTUODU4-1-16-L_7709:2
8004 | Groom-1 GBE PSS:1/17/C12<->9448# PSS:1/1_7736:6 DSR:1 | Groom-1 GBE PSS:1/17/C12<->9448# PSS:1/1_7736:6 DSR:1 |  | 1GbE | odu0 | MANAGED_PLANE | UNPROTECTED | NA | MANAGED_PLANE | BiDirectional | Up | NOTAVAILABLE | 0.393 | -0.001 | PSS_MAH_9448 | 1830 PSS-32 | 8P20 | 8P20-1-29-C6 | PSS_SFX_9015 | 1830 PSS-32 | 8P20 | 8P20-1-35-C6 | Started | Started | Cleared | Cleared | No | No | 2024-10-10 02:13:38 | SYSTEM_NOTIF | PSS_MAH_9448/PORT-1-3-LINEOUT-PSS_SFX_9015/PORT-1-2-LINEIN | PSS_MAH_9448 PSS_SFX_9015 | PSS_SFX_9015/8P20-1-35-L1/S13X100-1-6-C10/OS PSS_MAH_9448/8P20-1-29-L1/S13X100-1-16-C10/OS PSS_MAH_9448/PSC-29-1-A1/S13X100-1-16-L1/OS PSS_SFX_9015/S13X100-1-6-L1/SFD-32-1-9270/OS |  |  |  | PSS_SFX_9015/OTU-1-35-L1 PSS_SFX_9015/OTU-1-6-C10 OTU2 PSS_MAH_9448/OTU-1-16-C10 PSS_MAH_9448/OTU-1-29-L1 OTU2 PSS_SFX_9015/OTUODU4-1-6-L1 PSS_MAH_9448/OTUODU4-1-16-L_7709:2
8006 | Groom-1 GBE PSS:1/17/C11<->9448# PSS:1/1_7733:5 DSR:1 | Groom-1 GBE PSS:1/17/C11<->9448# PSS:1/1_7733:5 DSR:1 |  | 1GbE | odu0 | MANAGED_PLANE | UNPROTECTED | NA | MANAGED_PLANE | BiDirectional | Up | NOTAVAILABLE | 0.393 | -0.001 | PSS_SFX_9015 | 1830 PSS-32 | 8P20 | 8P20-1-35-C5 | PSS_MAH_9448 | 1830 PSS-32 | 8P20 | 8P20-1-29-C5 | Started | Started | Minor | Minor | No | No | 2024-10-10 02:13:40 | SYSTEM_NOTIF | PSS_MAH_9448/PORT-1-3-LINEOUT-PSS_SFX_9015/PORT-1-2-LINEIN | PSS_MAH_9448 PSS_SFX_9015 | PSS_SFX_9015/8P20-1-35-L1/S13X100-1-6-C10/OS PSS_MAH_9448/8P20-1-29-L1/S13X100-1-16-C10/OS PSS_MAH_9448/PSC-29-1-A1/S13X100-1-16-L1/OS PSS_SFX_9015/S13X100-1-6-L1/SFD-32-1-9270/OS |  |  |  | PSS_SFX_9015/OTU-1-35-L1 PSS_SFX_9015/OTU-1-6-C10 OTU2 PSS_MAH_9448/OTU-1-16-C10 PSS_MAH_9448/OTU-1-29-L1 OTU2 PSS_SFX_9015/OTUODU4-1-6-L1 PSS_MAH_9448/OTUODU4-1-16-L_7709:2
8008 | Groom-1 GBE PSS:1/17/C10<->9448# PSS:1/1_7730:4 DSR:1 | Groom-1 GBE PSS:1/17/C10<->9448# PSS:1/1_7730:4 DSR:1 |  | 1GbE | odu0 | MANAGED_PLANE | UNPROTECTED | NA | MANAGED_PLANE | BiDirectional | Up | NOTAVAILABLE | 0.393 | -0.001 | PSS_SFX_9015 | 1830 PSS-32 | 8P20 | 8P20-1-35-C4 | PSS_MAH_9448 | 1830 PSS-32 | 8P20 | 8P20-1-29-C4 | Started | Started | Cleared | Cleared | No | No | 2024-10-10 02:13:42 | SYSTEM_NOTIF | PSS_MAH_9448/PORT-1-3-LINEOUT-PSS_SFX_9015/PORT-1-2-LINEIN | PSS_MAH_9448 PSS_SFX_9015 | PSS_SFX_9015/8P20-1-35-L1/S13X100-1-6-C10/OS PSS_MAH_9448/8P20-1-29-L1/S13X100-1-16-C10/OS PSS_MAH_9448/PSC-29-1-A1/S13X100-1-16-L1/OS PSS_SFX_9015/S13X100-1-6-L1/SFD-32-1-9270/OS |  |  |  | PSS_SFX_9015/OTU-1-35-L1 PSS_SFX_9015/OTU-1-6-C10 OTU2 PSS_MAH_9448/OTU-1-16-C10 PSS_MAH_9448/OTU-1-29-L1 OTU2 PSS_SFX_9015/OTUODU4-1-6-L1 PSS_MAH_9448/OTUODU4-1-16-L_7709:2
8081 | PSS_KEB_9121/S13X100-1-11-C32 PSS_GAF_9238/S13X100-2-15-C32 DSR | PSS_KEB_9121/S13X100-1-11-C32 PSS_GAF_9238/S13X100-2-15-C32 DSR |  | 100GbE | odu4 | MANAGED_PLANE | UNPROTECTED | NA | MANAGED_PLANE | BiDirectional | Up | NOTAVAILABLE | 1.205 | 0.0 | PSS_KEB_9121 | 1830 PSS-32 | S13X100 | S13X100-1-11-C32 | PSS_GAF_9238 | 1830 PSS-32 | S13X100 | S13X100-2-15-C32 | Started | Started | Cleared | Cleared | No | No | 2024-10-10 22:36:34 | USER | PSS_GAF_9080/AHPLG-1-2-LINE-PSS_GAF_9081/AHPHG-1-6-LINE PSS_GAF_9081/AHPHG-1-2-LINE-PSS_GAF_9473/AHPHG-1-2-LINE PSS_TOZ_9091/A2325A-1-6-LINE-PSS_KEB_9121/A2325A-1-2-LINE PSS_GAF_9080/ALPHG-1-6-LINE-PSS_TOZ_9091/ALPHG-1-2-LINE PSS_GAF_9238/AHPLG-1-6-LINE-PSS_GAF_9473/AHPLG-1-5-LINE | PSS_GAF_9080 PSS_GAF_9081 PSS_GAF_9473 PSS_KEB_9121 PSS_TOZ_9091 PSS_GAF_9238 | PSS_KEB_9121/S13X100-1-11-L1/SFD-29-1-9210/OS PSS_GAF_9238/S13X100-2-15-L1/SFD-34-1-9210/OS |  |  |  | PSS_KEB_9121/OTUODU4-1-11-L1 PSS_GAF_9238/OTUODU4-2-15-L1 ODU4 OTU4#1
8279 | 15/OTU2/Sfax/MEKNASSI:10 ODU2:1 DSR:1 | 15/OTU2/Sfax/MEKNASSI:10 ODU2:1 DSR:1 |  | 10GbE | odu2 | NA | UNPROTECTED | NA | MANAGED_PLANE | BiDirectional | Up | NOT COMPUTED | 0.0 | 0.0 | PSS_SFX_9015 | 1830 PSS-32 | 11QPA4 | 11QPA4-2-10-C1 | PSS_SBO_9094 | 1830 PSS-32 | 11QPA4 | 11QPA4-1-11-C3 | Started | Started | Warning | Warning | No | No | 2024-10-18 02:06:44 | SYSTEM_NOTIF | PSS_SFX_9455/A2325A-1-6-LINE-PSS_SBO_9094/A2325A-1-3-LINE PSS_SFX_9015/PORT-3-3-LINEOUT-PSS_SFX_9455/A2325A-1-2-LINE | PSS_SBO_9094 PSS_SFX_9455 PSS_SFX_9015 | PSS_SBO_9094/SFD-29-1-9330/11QPA4-1-11-L3/OS PSS_SFX_9015/SFD-34-1-9330/11QPA4-2-10-L1/OS |  |  |  | 15/OTU2/Sfax/MEKNASSI:10
8280 | 10G service /Sfax/SBO | 10G service /Sfax/SBO |  | 10GbE | odu2 | NA | UNPROTECTED | NA | MANAGED_PLANE | BiDirectional | Up | NOT COMPUTED | 0.0 | 0.0 | PSS_SFX_9015 | 1830 PSS-32 | 11QPA4 | 11QPA4-3-15-C2 | PSS_SBO_9094 | 1830 PSS-32 | 11QPA4 | 11QPA4-1-13-C2 | Started | Started | Cleared | Cleared | No | No | 2024-10-18 02:06:44 | SYSTEM_NOTIF | PSS_SFX_9455/A2325A-1-6-LINE-PSS_SBO_9094/A2325A-1-3-LINE PSS_SFX_9015/PORT-3-3-LINEOUT-PSS_SFX_9455/A2325A-1-2-LINE | PSS_SBO_9094 PSS_SFX_9455 PSS_SFX_9015 | PSS_SBO_9094/SFD-29-1-9350/11QPA4-1-13-L2/OS PSS_SFX_9015/SFD-34-1-9350/11QPA4-3-15-L2/OS |  |  |  | 10/OTU2/Sfax/SBO
8285 | PSS_SFX_9015/11QPA4-3-14-L3-1 PSS_KAS_9103/11QPA4-2-17-_6610:7 ODU2:1 DSR:1 | PSS_SFX_9015/11QPA4-3-14-L3-1 PSS_KAS_9103/11QPA4-2-17-_6610:7 ODU2:1 DSR:1 |  | 10GbE | odu2 | NA | UNPROTECTED | NA | MANAGED_PLANE | BiDirectional | Up | NOT COMPUTED | 0.0 | 0.0 | PSS_SFX_9015 | 1830 PSS-32 | 11QPA4 | 11QPA4-3-14-C3 | PSS_KAS_9103 | 1830 PSS-32 | 11QPA4 | 11QPA4-2-17-C4 | Started | Started | Cleared | Cleared | No | No | 2024-10-18 02:07:10 | SYSTEM_NOTIF | PSS_GAF_9238/AHPHG-1-2-LINE-PSS_SBO_9094/AHPHG-1-7-LINE PSS_KAS_9489/A2325A-1-2-LINE-PSS_KAS_9103/AHPHG-1-2-LINE PSS_KAS_9489/A2325A-1-6-LINE-PSS_GAF_9238/AHPHG-1-10-LINE PSS_SFX_9455/A2325A-1-6-LINE-PSS_SBO_9094/A2325A-1-3-LINE PSS_SFX_9015/PORT-3-3-LINEOUT-PSS_SFX_9455/A2325A-1-2-LINE | PSS_SBO_9094 PSS_GAF_9238 PSS_KAS_9103 PSS_KAS_9489 PSS_SFX_9455 PSS_SFX_9015 | PSS_KAS_9103/SFD-32-1-9300/11QPA4-2-17-L4/OS PSS_SFX_9015/SFD-34-1-9300/11QPA4-3-14-L3/OS |  |  |  | PSS_SFX_9015/11QPA4-3-14-L3-1 PSS_KAS_9103/11QPA4-2-17-_6610:7
8286 | 14/OTU2/Sfax/MEKNASSI:8 ODU2:1 DSR:1 | 14/OTU2/Sfax/MEKNASSI:8 ODU2:1 DSR:1 |  | 10GbE | odu2 | NA | UNPROTECTED | NA | MANAGED_PLANE | BiDirectional | Up | NOT COMPUTED | 0.0 | 0.0 | PSS_SFX_9015 | 1830 PSS-32 | 11QPA4 | 11QPA4-3-14-C4 | PSS_SBO_9094 | 1830 PSS-32 | 11QPA4 | 11QPA4-1-15-C1 | Started | Started | Warning | Warning | No | No | 2024-10-18 02:07:10 | SYSTEM_NOTIF | PSS_SFX_9455/A2325A-1-6-LINE-PSS_SBO_9094/A2325A-1-3-LINE PSS_SFX_9015/PORT-3-3-LINEOUT-PSS_SFX_9455/A2325A-1-2-LINE | PSS_SBO_9094 PSS_SFX_9455 PSS_SFX_9015 | PSS_SBO_9094/CWR-1-5-CLS6/11QPA4-1-15-L1/OS PSS_SFX_9015/SFD-34-1-9310/11QPA4-3-14-L4/OS |  |  |  | 14/OTU2/Sfax/MEKNASSI:8
8296 | 1/ODU2E/Sfax/AGUAREB OTU2#1:14 ODU2:1 DSR:1 | 1/ODU2E/Sfax/AGUAREB OTU2#1:14 ODU2:1 DSR:1 |  | DSR | odu2e | NA | UNPROTECTED | NA | MANAGED_PLANE | BiDirectional | Up | NOT COMPUTED | 0.0 | 0.0 | PSS_SFX_9455 | 1830 PSS-32 | 11QCE12X | 11QCE12X-1-16-X1-1 | PSS_SFX_9015 | 1830 PSS-32 | 11QCE12X | 11QCE12X-3-11-X1-1 | Started | Started | Cleared | Cleared | No | Yes | 2024-10-18 02:07:32 | SYSTEM_NOTIF | PSS_SFX_9015/PORT-3-3-LINEOUT-PSS_SFX_9455/A2325A-1-2-LINE | PSS_SFX_9015 PSS_SFX_9455 | PSS_SFX_9455/CWR-1-4-CLS1/11QCE12X-1-16-X1/OS PSS_SFX_9015/SFD-34-1-9380/11QCE12X-3-11-X1/OS |  |  |  | 1/ODU2E/Sfax/AGUAREB OTU2#1:14
8299 | 8/OTU2/Sfax/MEKNASSI:18 ODU2:1 DSR:1 | 8/OTU2/Sfax/MEKNASSI:18 ODU2:1 DSR:1 |  | 10GbE | odu2 | NA | UNPROTECTED | NA | MANAGED_PLANE | BiDirectional | Up | NOT COMPUTED | 0.0 | 0.0 | PSS_SBO_9094 | 1830 PSS-32 | 11QPA4 | 11QPA4-1-16-C3 | PSS_SFX_9015 | 1830 PSS-32 | 11QPA4 | 11QPA4-3-16-C3 | Started | Started | Warning | Warning | No | No | 2024-10-18 02:07:35 | SYSTEM_NOTIF | PSS_SFX_9455/A2325A-1-6-LINE-PSS_SBO_9094/A2325A-1-3-LINE PSS_SFX_9015/PORT-3-3-LINEOUT-PSS_SFX_9455/A2325A-1-2-LINE | PSS_SBO_9094 PSS_SFX_9455 PSS_SFX_9015 | PSS_SBO_9094/CWR-1-5-CLS4/11QPA4-1-16-L3/OS PSS_SFX_9015/SFD-34-1-9440/11QPA4-3-16-L3/OS |  |  |  | 8/OTU2/Sfax/MEKNASSI:18
8301 | SBO_SFX:17 ODU2:1 DSR:1 | SBO_SFX:17 ODU2:1 DSR:1 |  | 10GbE | odu2 | NA | UNPROTECTED | NA | MANAGED_PLANE | BiDirectional | Up | NOT COMPUTED | 0.0 | 0.0 | PSS_SBO_9094 | 1830 PSS-32 | 11QPA4 | 11QPA4-1-16-C1 | PSS_SFX_9015 | 1830 PSS-32 | 11QPA4 | 11QPA4-3-16-C1 | Started | Started | Cleared | Cleared | No | No | 2024-10-18 02:07:36 | SYSTEM_NOTIF | PSS_SFX_9455/A2325A-1-6-LINE-PSS_SBO_9094/A2325A-1-3-LINE PSS_SFX_9015/PORT-3-3-LINEOUT-PSS_SFX_9455/A2325A-1-2-LINE | PSS_SBO_9094 PSS_SFX_9455 PSS_SFX_9015 | PSS_SBO_9094/CWR-1-5-CLS2/11QPA4-1-16-L1/OS PSS_SFX_9015/SFD-34-1-9420/11QPA4-3-16-L1/OS |  |  |  | SBO_SFX:17
8303 | 11/OTU2/Sfax/MEKNASSI:19 ODU2:1 DSR:1 | 11/OTU2/Sfax/MEKNASSI:19 ODU2:1 DSR:1 |  | 10GbE | odu2 | NA | UNPROTECTED | NA | MANAGED_PLANE | BiDirectional | Up | NOT COMPUTED | 0.0 | 0.0 | PSS_SFX_9015 | 1830 PSS-32 | 11QPA4 | 11QPA4-3-16-C4 | PSS_SBO_9094 | 1830 PSS-32 | 11QPA4 | 11QPA4-1-16-C4 | Started | Started | Warning | Warning | No | No | 2024-10-18 02:07:37 | SYSTEM_NOTIF | PSS_SFX_9455/A2325A-1-6-LINE-PSS_SBO_9094/A2325A-1-3-LINE PSS_SFX_9015/PORT-3-3-LINEOUT-PSS_SFX_9455/A2325A-1-2-LINE | PSS_SBO_9094 PSS_SFX_9455 PSS_SFX_9015 | PSS_SBO_9094/CWR-1-5-CLS5/11QPA4-1-16-L4/OS PSS_SFX_9015/SFD-34-1-9450/11QPA4-3-16-L4/OS |  |  |  | 11/OTU2/Sfax/MEKNASSI:19
8306 | 2/OTU2/Kasserine/Sfax:22 ODU2:1 DSR:1 | 2/OTU2/Kasserine/Sfax:22 ODU2:1 DSR:1 |  | 10GbE | odu2 | NA | UNPROTECTED | NA | MANAGED_PLANE | BiDirectional | Up | NOT COMPUTED | 0.0 | 0.0 | PSS_KAS_9103 | 1830 PSS-32 | 11QPA4 | 11QPA4-1-15-C1 | PSS_SFX_9015 | 1830 PSS-32 | 11QPA4 | 11QPA4-3-14-C2 | Started | Started | Minor | Minor | No | No | 2024-10-18 02:07:50 | SYSTEM_NOTIF | PSS_GAF_9238/AHPHG-1-2-LINE-PSS_SBO_9094/AHPHG-1-7-LINE PSS_KAS_9489/A2325A-1-2-LINE-PSS_KAS_9103/AHPHG-1-2-LINE PSS_KAS_9489/A2325A-1-6-LINE-PSS_GAF_9238/AHPHG-1-10-LINE PSS_SFX_9455/A2325A-1-6-LINE-PSS_SBO_9094/A2325A-1-3-LINE PSS_SFX_9015/PORT-3-3-LINEOUT-PSS_SFX_9455/A2325A-1-2-LINE | PSS_SBO_9094 PSS_GAF_9238 PSS_KAS_9103 PSS_KAS_9489 PSS_SFX_9455 PSS_SFX_9015 | PSS_KAS_9103/CWR-1-4-CLS2/11QPA4-1-15-L1/OS PSS_SFX_9015/SFD-34-1-9480/11QPA4-3-14-L2/OS |  |  |  | 2/OTU2/Kasserine/Sfax:22
8309 | 1/OTU2/Kasserine/Sfax:21 ODU2:1 DSR:1 | 1/OTU2/Kasserine/Sfax:21 ODU2:1 DSR:1 |  | 10GbE | odu2 | NA | UNPROTECTED | NA | MANAGED_PLANE | BiDirectional | Up | NOT COMPUTED | 0.0 | 0.0 | PSS_SFX_9015 | 1830 PSS-32 | 11QPA4 | 11QPA4-3-14-C1 | PSS_KAS_9103 | 1830 PSS-32 | 11QPA4 | 11QPA4-1-15-C2 | Started | Started | Cleared | Cleared | No | No | 2024-10-18 02:08:00 | SYSTEM_NOTIF | PSS_GAF_9238/AHPHG-1-2-LINE-PSS_SBO_9094/AHPHG-1-7-LINE PSS_KAS_9489/A2325A-1-2-LINE-PSS_KAS_9103/AHPHG-1-2-LINE PSS_KAS_9489/A2325A-1-6-LINE-PSS_GAF_9238/AHPHG-1-10-LINE PSS_SFX_9455/A2325A-1-6-LINE-PSS_SBO_9094/A2325A-1-3-LINE PSS_SFX_9015/PORT-3-3-LINEOUT-PSS_SFX_9455/A2325A-1-2-LINE | PSS_SBO_9094 PSS_GAF_9238 PSS_KAS_9103 PSS_KAS_9489 PSS_SFX_9455 PSS_SFX_9015 | PSS_KAS_9103/CWR-1-4-CLS3/11QPA4-1-15-L2/OS PSS_SFX_9015/SFD-34-1-9470/11QPA4-3-14-L1/OS |  |  |  | 1/OTU2/Kasserine/Sfax:21
8311 | 11DPM12-SFX_9015_SBO_904 OTU2#1:16 ODU2:1 ODU0:1 DSR:1 | 11DPM12-SFX_9015_SBO_904 OTU2#1:16 ODU2:1 ODU0:1 DSR:1 |  | 1GbE | odu0 | MANAGED_PLANE | UNPROTECTED | NA | MANAGED_PLANE | BiDirectional | Up | NOT COMPUTED | 0.0 | 0.0 | PSS_SBO_9094 | 1830 PSS-32 | 11DPM12 | 11DPM12-1-17-C11 | PSS_SFX_9015 | 1830 PSS-32 | 11DPM12 | 11DPM12-3-17-C11 | Started | Started | Cleared | Cleared | No | No | 2024-10-18 02:08:11 | SYSTEM_NOTIF | PSS_SFX_9455/A2325A-1-6-LINE-PSS_SBO_9094/A2325A-1-3-LINE PSS_SFX_9015/PORT-3-3-LINEOUT-PSS_SFX_9455/A2325A-1-2-LINE | PSS_SBO_9094 PSS_SFX_9455 PSS_SFX_9015 | PSS_SBO_9094/CWR-1-5-CLS1/11DPM12-1-17-L1/OS PSS_SFX_9015/SFD-34-1-9410/11DPM12-3-17-L1/OS |  |  |  | 11DPM12-SFX_9015_SBO_904 OTU2#1:16
8345 | PSS_SBO_9094/OTUODU4-1-12-1 PSS_SFX_9015/OTUODU4-3-6-1 ODU4 ODU4:1 DSR:1 | PSS_SBO_9094/OTUODU4-1-12-1 PSS_SFX_9015/OTUODU4-3-6-1 ODU4 ODU4:1 DSR:1 |  | 100GbE | odu4 | MANAGED_PLANE | UNPROTECTED | NA | MANAGED_PLANE | BiDirectional | Up | NOT SUPPORTED | 0.0 | 0.0 | PSS_SBO_9094 | 1830 PSS-32 | S2AD200 | S2AD200-1-12-C1 | PSS_SFX_9015 | 1830 PSS-32 | S2AD200 | S2AD200-3-6-C1 | Started | Started | Cleared | Cleared | No | No | 2024-10-18 03:03:00 | SYSTEM | PSS_SFX_9455/A2325A-1-6-LINE-PSS_SBO_9094/A2325A-1-3-LINE PSS_SFX_9015/PORT-3-3-LINEOUT-PSS_SFX_9455/A2325A-1-2-LINE | PSS_SBO_9094 PSS_SFX_9455 PSS_SFX_9015 | PSS_SBO_9094/S2AD200-1-12-L1/SFD-29-1-9220/OS PSS_SFX_9015/S2AD200-3-6-L1/SFD-34-1-9220/OS |  |  |  | PSS_SBO_9094/OTUODU4-1-12-1 PSS_SFX_9015/OTUODU4-3-6-1 ODU4 OTU4#1
8592 | 1/OTU2/Ghraiba/Sfax:3 ODU2:1 ODU0:2 DSR:1 | 1/OTU2/Ghraiba/Sfax:3 ODU2:1 ODU0:2 DSR:1 |  | 1GbE | odu0 | MANAGED_PLANE | UNPROTECTED | NA | MANAGED_PLANE | BiDirectional | Up | NOT COMPUTED | 0.0 | 0.0 | PSS_SFX_9015 | 1830 PSS-32 | 11DPM12 | 11DPM12-4-15-C10 | PSS_SFX_9235 | 1830 PSS-32 | 11DPM12 | 11DPM12-1-14-C10 | Started | Started | Cleared | Cleared | No | No | 2024-10-25 02:59:29 | SYSTEM_NOTIF | PSS_SFX_9180/AHPHG-1-5-LINE-PSS_SFX_9237/AHPHG-1-2-LINE PSS_SFX_9235/ALPHG-1-10-LINE-PSS_SFX_9237/AHPHG-1-6-LINE PSS_SFX_9179/IROADM-1-3-LINEOUT-PSS_SFX_9180/AHPHG-1-2-LINE PSS_SFX_9179/IROADM-1-4-LINEOUT-PSS_SFX_9015/PORT-4-2-LINEIN | PSS_SFX_9237 PSS_SFX_9180 PSS_SFX_9235 PSS_SFX_9179 PSS_SFX_9015 | PSS_SFX_9235/CWR-1-12-CLS3/11DPM12-1-14-L1/OS PSS_SFX_9015/SFD-29-1-9430/11DPM12-4-15-L1/OS |  |  |  | 1/OTU2/Ghraiba/Sfax:3
8593 | 2/OTU2/Sfax/NAKTA:2 ODU2:1 ODU0:1 DSR:1 | 2/OTU2/Sfax/NAKTA:2 ODU2:1 ODU0:1 DSR:1 |  | 1GbE | odu0 | MANAGED_PLANE | UNPROTECTED | NA | MANAGED_PLANE | BiDirectional | Up | NOT COMPUTED | 0.0 | 0.0 | PSS_SFX_9015 | 1830 PSS-32 | 11DPM12 | 11DPM12-4-17-C9 | PSS_SFX_9237 | 1830 PSS-32 | 11DPM12 | 11DPM12-1-17-C3 | Started | Started | Cleared | Cleared | No | No | 2024-10-25 02:59:30 | SYSTEM_NOTIF | PSS_SFX_9180/AHPHG-1-5-LINE-PSS_SFX_9237/AHPHG-1-2-LINE PSS_SFX_9179/IROADM-1-3-LINEOUT-PSS_SFX_9180/AHPHG-1-2-LINE PSS_SFX_9179/IROADM-1-4-LINEOUT-PSS_SFX_9015/PORT-4-2-LINEIN | PSS_SFX_9237 PSS_SFX_9180 PSS_SFX_9179 PSS_SFX_9015 | PSS_SFX_9237/CWR-1-4-CLS1/11DPM12-1-17-L2/OS PSS_SFX_9015/SFD-29-1-9410/11DPM12-4-17-L1/OS |  |  |  | 2/OTU2/Sfax/NAKTA:2
8595 | 1/OTU2/Ghraiba/Sfax:3 ODU2:1 ODU0:1 DSR:1 | 1/OTU2/Ghraiba/Sfax:3 ODU2:1 ODU0:1 DSR:1 |  | 1GbE | odu0 | MANAGED_PLANE | UNPROTECTED | NA | MANAGED_PLANE | BiDirectional | Up | NOT COMPUTED | 0.0 | 0.0 | PSS_SFX_9015 | 1830 PSS-32 | 11DPM12 | 11DPM12-4-15-C12 | PSS_SFX_9235 | 1830 PSS-32 | 11DPM12 | 11DPM12-1-14-C12 | Started | Started | Cleared | Cleared | No | No | 2024-10-25 02:59:33 | SYSTEM_NOTIF | PSS_SFX_9180/AHPHG-1-5-LINE-PSS_SFX_9237/AHPHG-1-2-LINE PSS_SFX_9235/ALPHG-1-10-LINE-PSS_SFX_9237/AHPHG-1-6-LINE PSS_SFX_9179/IROADM-1-3-LINEOUT-PSS_SFX_9180/AHPHG-1-2-LINE PSS_SFX_9179/IROADM-1-4-LINEOUT-PSS_SFX_9015/PORT-4-2-LINEIN | PSS_SFX_9237 PSS_SFX_9180 PSS_SFX_9235 PSS_SFX_9179 PSS_SFX_9015 | PSS_SFX_9235/CWR-1-12-CLS3/11DPM12-1-14-L1/OS PSS_SFX_9015/SFD-29-1-9430/11DPM12-4-15-L1/OS |  |  |  | 1/OTU2/Ghraiba/Sfax:3
8598 | 1/OTU2/Ghraiba/Sfax:3 ODU2:1 ODU0:3 DSR:1 | 1/OTU2/Ghraiba/Sfax:3 ODU2:1 ODU0:3 DSR:1 |  | 1GbE | odu0 | MANAGED_PLANE | UNPROTECTED | NA | MANAGED_PLANE | BiDirectional | Up | NOT COMPUTED | 0.0 | 0.0 | PSS_SFX_9015 | 1830 PSS-32 | 11DPM12 | 11DPM12-4-15-C11 | PSS_SFX_9235 | 1830 PSS-32 | 11DPM12 | 11DPM12-1-14-C11 | Started | Started | Cleared | Cleared | No | No | 2024-10-25 02:59:34 | SYSTEM_NOTIF | PSS_SFX_9180/AHPHG-1-5-LINE-PSS_SFX_9237/AHPHG-1-2-LINE PSS_SFX_9235/ALPHG-1-10-LINE-PSS_SFX_9237/AHPHG-1-6-LINE PSS_SFX_9179/IROADM-1-3-LINEOUT-PSS_SFX_9180/AHPHG-1-2-LINE PSS_SFX_9179/IROADM-1-4-LINEOUT-PSS_SFX_9015/PORT-4-2-LINEIN | PSS_SFX_9237 PSS_SFX_9180 PSS_SFX_9235 PSS_SFX_9179 PSS_SFX_9015 | PSS_SFX_9235/CWR-1-12-CLS3/11DPM12-1-14-L1/OS PSS_SFX_9015/SFD-29-1-9430/11DPM12-4-15-L1/OS |  |  |  | 1/OTU2/Ghraiba/Sfax:3
8610 | 1/OTU2/Sfax/Gannouch:5 ODU2:1 DSR:1 | 1/OTU2/Sfax/Gannouch:5 ODU2:1 DSR:1 |  | 10GbE | odu2 | NA | UNPROTECTED | NA | MANAGED_PLANE | BiDirectional | Up | NOT COMPUTED | 0.0 | 0.0 | PSS_GAB_9476 | 1830 PSS-32 | 11STAR1 | 11STAR1-1-16-C1 | PSS_SFX_9015 | 1830 PSS-32 | 11STAR1 | 11STAR1-4-16-C1 | Started | Started | Cleared | Cleared | No | No | 2024-10-25 03:00:16 | SYSTEM_NOTIF | PSS_GAB_9476/AHPHG-1-2-LINE-PSS_SFX_9235/ALPHG-1-6-LINE PSS_SFX_9180/AHPHG-1-5-LINE-PSS_SFX_9237/AHPHG-1-2-LINE PSS_SFX_9235/ALPHG-1-10-LINE-PSS_SFX_9237/AHPHG-1-6-LINE PSS_SFX_9179/IROADM-1-3-LINEOUT-PSS_SFX_9180/AHPHG-1-2-LINE PSS_SFX_9179/IROADM-1-4-LINEOUT-PSS_SFX_9015/PORT-4-2-LINEIN | PSS_GAB_9476 PSS_SFX_9235 PSS_SFX_9237 PSS_SFX_9180 PSS_SFX_9179 PSS_SFX_9015 | PSS_GAB_9476/CWR-1-4-CLS2/11STAR1-1-16-L1/OS PSS_SFX_9015/11STAR1-4-16-L1/SFD-29-1-9480/OS |  |  |  | 1/OTU2/Sfax/Gannouch:5
8633 | PSS_SFX_9179/11QPA4-1-10-L2-1 PSS_SFX_9180/11QPA4-1-16-_5686 ODU2:1 DSR:1 | PSS_SFX_9179/11QPA4-1-10-L2-1 PSS_SFX_9180/11QPA4-1-16-_5686 ODU2:1 DSR:1 |  | 10GbE | odu2 | NA | UNPROTECTED | NA | MANAGED_PLANE | BiDirectional | Up | NOT SUPPORTED | 0.0 | 0.0 | PSS_SFX_9179 | 1830 PSS-32 | 11QPA4 | 11QPA4-1-10-C2 | PSS_SFX_9180 | 1830 PSS-32 | 11QPA4 | 11QPA4-1-16-C2 | Started | Started | Cleared | Cleared | No | No | 2024-10-25 23:23:00 | SYSTEM | PSS_SFX_9179/IROADM-1-3-LINEOUT-PSS_SFX_9180/AHPHG-1-2-LINE | PSS_SFX_9179 PSS_SFX_9180 | PSS_SFX_9180/CWR-1-3-CLS2/11QPA4-1-16-L2/OS PSS_SFX_9179/SFD-27-1-9400/11QPA4-1-10-L2/OS |  |  |  | PSS_SFX_9179/11QPA4-1-10-L2-1 PSS_SFX_9180/11QPA4-1-16-_5686
8634 | 1/OTU2/TYNA/SALTANIYA ODU2:1 DSR:1 | 1/OTU2/TYNA/SALTANIYA ODU2:1 DSR:1 |  | 10GbE | odu2 | NA | UNPROTECTED | NA | MANAGED_PLANE | BiDirectional | Up | NOT SUPPORTED | 0.0 | 0.0 | PSS_SFX_9179 | 1830 PSS-32 | 11QPA4 | 11QPA4-1-16-C1 | PSS_SFX_9180 | 1830 PSS-32 | 11QPA4 | 11QPA4-1-16-C1 | Started | Started | Cleared | Cleared | No | No | 2024-10-25 23:23:02 | SYSTEM | PSS_SFX_9179/IROADM-1-3-LINEOUT-PSS_SFX_9180/AHPHG-1-2-LINE | PSS_SFX_9179 PSS_SFX_9180 | PSS_SFX_9180/CWR-1-3-CLS1/11QPA4-1-16-L1/OS PSS_SFX_9179/SFD-27-1-9420/11QPA4-1-16-L1/OS |  |  |  | 1/OTU2/TYNA/SALTANIYA
8635 | PSS_SFX_9015/11QPA4-3-10-L2-1 PSS_SFX_9179/11QPA4-1-16-_3560 ODU2:1 DSR:1 | PSS_SFX_9015/11QPA4-3-10-L2-1 PSS_SFX_9179/11QPA4-1-16-_3560 ODU2:1 DSR:1 |  | 10GbE | odu2 | NA | UNPROTECTED | NA | MANAGED_PLANE | BiDirectional | Up | NOT SUPPORTED | 0.0 | 0.0 | PSS_SFX_9015 | 1830 PSS-32 | 11QPA4 | 11QPA4-3-10-C2 | PSS_SFX_9179 | 1830 PSS-32 | 11QPA4 | 11QPA4-1-16-C2 | Started | Started | Minor | Minor | No | No | 2024-10-25 23:23:04 | SYSTEM | PSS_SFX_9179/IROADM-1-4-LINEOUT-PSS_SFX_9015/PORT-4-2-LINEIN | PSS_SFX_9179 PSS_SFX_9015 | PSS_SFX_9015/SFD-29-1-9420/11QPA4-3-10-L2/OS PSS_SFX_9179/SFD-28-1-9420/11QPA4-1-16-L2/OS |  |  |  | PSS_SFX_9015/11QPA4-3-10-L2-1 PSS_SFX_9179/11QPA4-1-16-_3560
8636 | PSS_SFX_9015/11QPA4-4-13-L2-1 PSS_SFX_9179/11QPA4-1-10-_5715 ODU2:1 DSR:1 | PSS_SFX_9015/11QPA4-4-13-L2-1 PSS_SFX_9179/11QPA4-1-10-_5715 ODU2:1 DSR:1 |  | 10GbE | odu2 | NA | UNPROTECTED | NA | MANAGED_PLANE | BiDirectional | Up | NOT SUPPORTED | 0.0 | 0.0 | PSS_SFX_9015 | 1830 PSS-32 | 11QPA4 | 11QPA4-4-13-C2 | PSS_SFX_9179 | 1830 PSS-32 | 11QPA4 | 11QPA4-1-10-C1 | Started | Started | Cleared | Cleared | No | No | 2024-10-25 23:23:07 | SYSTEM | PSS_SFX_9179/IROADM-1-4-LINEOUT-PSS_SFX_9015/PORT-4-2-LINEIN | PSS_SFX_9179 PSS_SFX_9015 | PSS_SFX_9015/SFD-29-1-9450/11QPA4-4-13-L2/OS PSS_SFX_9179/SFD-28-1-9450/11QPA4-1-10-L1/OS |  |  |  | PSS_SFX_9015/11QPA4-4-13-L2-1 PSS_SFX_9179/11QPA4-1-10-_5715
8637 | 1/OTU2/Sfax/SALTANIYA ODU2:1 DSR:1 | 1/OTU2/Sfax/SALTANIYA ODU2:1 DSR:1 |  | 10GbE | odu2 | NA | UNPROTECTED | NA | MANAGED_PLANE | BiDirectional | Up | NOT SUPPORTED | 0.0 | 0.0 | PSS_SFX_9015 | 1830 PSS-32 | 11STAR1 | 11STAR1-4-34-C1 | PSS_SFX_9179 | 1830 PSS-32 | 11STAR1 | 11STAR1-1-17-C1 | Started | Started | Cleared | Cleared | No | No | 2024-10-25 23:23:09 | SYSTEM | PSS_SFX_9179/IROADM-1-4-LINEOUT-PSS_SFX_9015/PORT-4-2-LINEIN | PSS_SFX_9179 PSS_SFX_9015 | PSS_SFX_9015/11STAR1-4-34-L1/SFD-29-1-9540/OS PSS_SFX_9179/11STAR1-1-17-L1/SFD-28-1-9540/OS |  |  |  | 1/OTU2/Sfax/SALTANIYA
8699 | PSS_SOS_9004/S13X100-1-5-C32 PSS_MAH_944_7774:1 DSR:1 | PSS_SOS_9004/S13X100-1-5-C32 PSS_MAH_944_7774:1 DSR:1 |  | 100GbE | odu4 | MANAGED_PLANE | UNPROTECTED | NA | MANAGED_PLANE | BiDirectional | Up | NOTAVAILABLE | 0.481 | -0.001 | PSS_MAH_9448 | 1830 PSS-32 | S13X100 | S13X100-1-14-C32 | PSS_SOS_9004 | 1830 PSS-32 | S13X100 | S13X100-1-5-C32 | Started | Started | Cleared | Cleared | No | No | 2024-10-28 01:47:29 | SYSTEM_NOTIF | PSS_SOS_9189/PORT-1-10-LINEOUT-PSS_MAH_9448/PORT-1-2-LINEIN PSS_SOS_9004/PORT-1-2-LINEOUT-PSS_SOS_9189/PORT-1-7-LINEIN | PSS_SOS_9189 PSS_MAH_9448 PSS_SOS_9004 | PSS_SOS_9004/S13X100-1-5-L1/SFD-25-1-9270/OS PSS_MAH_9448/S13X100-1-14-L1/SFD-27-1-9270/OS |  |  |  | PSS_SOS_9004/OTUODU4-1-5-L1 PSS_MAH_9448/OTUODU4-1-14-L_7770:7
8809 | PSS_SOS_9004/S13X100-3-13-C32 PSS_KAI_90_6342:1 DSR:1 | PSS_SOS_9004/S13X100-3-13-C32 PSS_KAI_90_6342:1 DSR:1 |  | 100GbE | odu4 | MANAGED_PLANE | UNPROTECTED | NA | MANAGED_PLANE | BiDirectional | Up | NOTAVAILABLE | 0.0 | -0.001 | PSS_SOS_9004 | 1830 PSS-32 | S13X100 | S13X100-3-13-C32 | PSS_KAI_9023 | 1830 PSS-32 | S13X100 | S13X100-1-13-C32 | Started | Started | Cleared | Cleared | No | No | 2024-10-29 01:00:11 | SYSTEM_NOTIF | PSS_SOS_9004/PORT-3-2-LINEOUT-PSS_KAI_9023/AHPHG-1-2-LINE | PSS_SOS_9004 PSS_KAI_9023 | PSS_SOS_9004/S13X100-3-13-L1/SFD-31-1-9170/OS PSS_KAI_9023/S13X100-1-13-L1/SFD-29-1-9170/OS |  |  |  | PSS_SOS_9004/OTUODU4-3-13-L1 PSS_KAI_9023/OTUODU4-1-13-_6333:1
8812 | 4/OTU2/Sousse/SIDI_BOUZID:4 ODU2:1 DSR:1 | 4/OTU2/Sousse/SIDI_BOUZID:4 ODU2:1 DSR:1 |  | 10GbE | odu2 | NA | UNPROTECTED | NA | MANAGED_PLANE | BiDirectional | Up | NOT COMPUTED | 0.0 | 0.0 | PSS_SOS_9004 | 1830 PSS-32 | 11QPA4 | 11QPA4-1-7-C4 | PSS_SBO_9069 | 1830 PSS-32 | 11QPA4 | 11QPA4-1-14-C4 | Started | Started | Cleared | Cleared | No | No | 2024-10-29 01:00:18 | SYSTEM_NOTIF | PSS_SBO_9069/A2325A-1-7-LINE-PSS_KAI_9023/RA2P-1-6-LINEIN PSS_SOS_9004/PORT-3-2-LINEOUT-PSS_KAI_9023/AHPHG-1-2-LINE | PSS_SBO_9069 PSS_KAI_9023 PSS_SOS_9004 | PSS_SBO_9069/CWR-1-9-CLS7/11QPA4-1-14-L4/OS PSS_SOS_9004/SFD-31-1-9420/11QPA4-1-7-L4/OS |  |  |  | 4/OTU2/Sousse/SIDI_BOUZID:4
8816 | 5/OTU2/Sousse/SIDI_BOUZID:2 ODU2:1 DSR:1 | 5/OTU2/Sousse/SIDI_BOUZID:2 ODU2:1 DSR:1 |  | 10GbE | odu2 | NA | UNPROTECTED | NA | MANAGED_PLANE | BiDirectional | Up | NOT COMPUTED | 0.0 | 0.0 | PSS_SOS_9004 | 1830 PSS-32 | 11QPA4 | 11QPA4-4-17-C3 | PSS_SBO_9069 | 1830 PSS-32 | 11QPA4 | 11QPA4-1-14-C3 | Started | Started | Cleared | Cleared | No | No | 2024-10-29 01:00:24 | SYSTEM_NOTIF | PSS_SBO_9069/A2325A-1-7-LINE-PSS_KAI_9023/RA2P-1-6-LINEIN PSS_SOS_9004/PORT-3-2-LINEOUT-PSS_KAI_9023/AHPHG-1-2-LINE | PSS_SBO_9069 PSS_KAI_9023 PSS_SOS_9004 | PSS_SBO_9069/CWR-1-9-CLS6/11QPA4-1-14-L3/OS PSS_SOS_9004/SFD-31-1-9300/11QPA4-4-17-L3/OS |  |  |  | 5/OTU2/Sousse/SIDI_BOUZID:2
8820 | 9/OTU2/Kairouan/Sousse:5 ODU2:1 DSR:1 | 9/OTU2/Kairouan/Sousse:5 ODU2:1 DSR:1 |  | 10GbE | odu2 | NA | UNPROTECTED | NA | MANAGED_PLANE | BiDirectional | Up | NOT COMPUTED | 0.0 | 0.0 | PSS_SOS_9004 | 1830 PSS-32 | 11QPA4 | 11QPA4-3-16-C4 | PSS_KAI_9023 | 1830 PSS-32 | 11QPA4 | 11QPA4-1-16-C4 | Started | Started | Cleared | Cleared | No | No | 2024-10-29 01:00:41 | SYSTEM_NOTIF | PSS_SOS_9004/PORT-3-2-LINEOUT-PSS_KAI_9023/AHPHG-1-2-LINE | PSS_SOS_9004 PSS_KAI_9023 | PSS_KAI_9023/CWR-1-4-CLS4/11QPA4-1-16-L4/OS PSS_SOS_9004/SFD-31-1-9440/11QPA4-3-16-L4/OS |  |  |  | 9/OTU2/Kairouan/Sousse:5
8825 | 128.5.12.62/3/17/L1-128.5.12.195/1/17/L1:6 ODU2:1 ODU0:1 DSR:1 | 128.5.12.62/3/17/L1-128.5.12.195/1/17/L1:6 ODU2:1 ODU0:1 DSR:1 |  | 1GbE | odu0 | MANAGED_PLANE | UNPROTECTED | NA | MANAGED_PLANE | BiDirectional | Up | NOT COMPUTED | 0.0 | 0.0 | PSS_KAI_9023 | 1830 PSS-32 | 11DPM12 | 11DPM12-1-17-C11 | PSS_SOS_9004 | 1830 PSS-32 | 11DPM12 | 11DPM12-3-17-C11 | Started | Started | Cleared | Cleared | No | No | 2024-10-29 01:01:17 | SYSTEM_NOTIF | PSS_SOS_9004/PORT-3-2-LINEOUT-PSS_KAI_9023/AHPHG-1-2-LINE | PSS_SOS_9004 PSS_KAI_9023 | PSS_KAI_9023/CWR-1-4-CLS5/11DPM12-1-17-L1/OS PSS_SOS_9004/SFD-31-1-9450/11DPM12-3-17-L1/OS |  |  |  | 128.5.12.62/3/17/L1-128.5.12.195/1/17/L1:6
8826 | 128.5.12.62/3/17/L1-128.5.12.195/1/17/L1:6 ODU2:1 ODU0:2 DSR:1 | 128.5.12.62/3/17/L1-128.5.12.195/1/17/L1:6 ODU2:1 ODU0:2 DSR:1 |  | 1GbE | odu0 | MANAGED_PLANE | UNPROTECTED | NA | MANAGED_PLANE | BiDirectional | Up | NOT COMPUTED | 0.0 | 0.0 | PSS_KAI_9023 | 1830 PSS-32 | 11DPM12 | 11DPM12-1-17-C10 | PSS_SOS_9004 | 1830 PSS-32 | 11DPM12 | 11DPM12-3-17-C10 | Started | Started | Cleared | Cleared | No | No | 2024-10-29 01:01:18 | SYSTEM_NOTIF | PSS_SOS_9004/PORT-3-2-LINEOUT-PSS_KAI_9023/AHPHG-1-2-LINE | PSS_SOS_9004 PSS_KAI_9023 | PSS_KAI_9023/CWR-1-4-CLS5/11DPM12-1-17-L1/OS PSS_SOS_9004/SFD-31-1-9450/11DPM12-3-17-L1/OS |  |  |  | 128.5.12.62/3/17/L1-128.5.12.195/1/17/L1:6
8828 | KAI_9023/1/17/L1 - KAI_9023/1/17/C12:4 DSR:1 | KAI_9023/1/17/L1 - KAI_9023/1/17/C12:4 DSR:1 |  | STM-16 | odu1 | MANAGED_PLANE | UNPROTECTED | NA | MANAGED_PLANE | BiDirectional | Up | NOT COMPUTED | 0.0 | 0.0 | PSS_KAI_9023 | 1830 PSS-32 | 11DPM12 | 11DPM12-1-17-C12 | PSS_SOS_9004 | 1830 PSS-32 | 11DPM12 | 11DPM12-3-17-C12 | Started | Started | Cleared | Cleared | No | No | 2024-10-29 01:01:22 | SYSTEM_NOTIF | PSS_SOS_9004/PORT-3-2-LINEOUT-PSS_KAI_9023/AHPHG-1-2-LINE | PSS_SOS_9004 PSS_KAI_9023 | PSS_KAI_9023/CWR-1-4-CLS5/11DPM12-1-17-L1/OS PSS_SOS_9004/SFD-31-1-9450/11DPM12-3-17-L1/OS |  |  |  | 128.5.12.62/3/17/L1-128.5.12.195/1/17/L1:6
8830 | 128.5.12.62/3/17/L1-128.5.12.195/1/17/L1:6 ODU2:1 ODU0:3 DSR:1 | 128.5.12.62/3/17/L1-128.5.12.195/1/17/L1:6 ODU2:1 ODU0:3 DSR:1 |  | 1GbE | odu0 | MANAGED_PLANE | UNPROTECTED | NA | MANAGED_PLANE | BiDirectional | Up | NOT COMPUTED | 0.0 | 0.0 | PSS_KAI_9023 | 1830 PSS-32 | 11DPM12 | 11DPM12-1-17-C6 | PSS_SOS_9004 | 1830 PSS-32 | 11DPM12 | 11DPM12-3-17-C9 | Started | Started | Cleared | Cleared | No | No | 2024-10-29 01:01:23 | SYSTEM_NOTIF | PSS_SOS_9004/PORT-3-2-LINEOUT-PSS_KAI_9023/AHPHG-1-2-LINE | PSS_SOS_9004 PSS_KAI_9023 | PSS_KAI_9023/CWR-1-4-CLS5/11DPM12-1-17-L1/OS PSS_SOS_9004/SFD-31-1-9450/11DPM12-3-17-L1/OS |  |  |  | 128.5.12.62/3/17/L1-128.5.12.195/1/17/L1:6
8866 | PSS_SOS_9004/8P20-1-34-C6 PSS_SOS_9189/8P20-1-13-C6 DSR | PSS_SOS_9004/8P20-1-34-C6 PSS_SOS_9189/8P20-1-13-C6 DSR |  | STM-16 | odu1 | MANAGED_PLANE | UNPROTECTED | NA | MANAGED_PLANE | BiDirectional | Up | NOTAVAILABLE | 0.0 | 0.0 | PSS_SOS_9004 | 1830 PSS-32 | 8P20 | 8P20-1-34-C6 | PSS_SOS_9189 | 1830 PSS-32 | 8P20 | 8P20-1-13-C6 | Started | Started | Minor | Minor | No | No | 2024-10-29 02:49:58 | USER | PSS_SOS_9004/PORT-1-2-LINEOUT-PSS_SOS_9189/PORT-1-7-LINEIN | PSS_SOS_9004 PSS_SOS_9189 | PSS_SOS_9189/8P20-1-13-L1/S13X100-1-15-C10/OS PSS_SOS_9189/PSC-29-1-A1/S13X100-1-15-L1/OS PSS_SOS_9004/S13X100-2-2-L1/SFD-25-1-9290/OS PSS_SOS_9004/8P20-1-34-L1/S13X100-2-2-C10/OS |  |  |  | PSS_SOS_9189/OTU-1-15-C10 PSS_SOS_9189/OTU-1-13-L1 OTU2 PSS_SOS_9004/OTUODU4-2-2-L1 PSS_SOS_9189/OTUODU4-1-15-L1 ODU4 OTU4#1 PSS_SOS_9004/OTU-2-2-C10 PSS_SOS_9004/OTU-1-34-L1 OTU2
9111 | PSS_BAR_9148/S13X100-1-9-C32 PSS_SOS_900_5254:1 DSR:1 | PSS_BAR_9148/S13X100-1-9-C32 PSS_SOS_900_5254:1 DSR:1 |  | 100GbE | odu4 | MANAGED_PLANE | UNPROTECTED | NA | MANAGED_PLANE | BiDirectional | Up | NOTAVAILABLE | -0.001 | -0.001 | PSS_BAR_9148 | 1830 PSS-32 | S13X100 | S13X100-1-9-C32 | PSS_SOS_9004 | 1830 PSS-32 | S13X100 | S13X100-1-14-C32 | Started | Started | Cleared | Cleared | No | No | 2024-10-31 03:37:21 | SYSTEM_NOTIF | PSS_SOS_9004/PORT-1-2-LINEOUT-PSS_SOS_9189/PORT-1-7-LINEIN PSS_BAR_9148/PORT-1-3-LINEOUT-PSS_SOS_9189/RA2P-1-2-LINEIN | PSS_SOS_9004 PSS_SOS_9189 PSS_BAR_9148 | PSS_BAR_9148/S13X100-1-9-L1/SFD-25-1-9250/OS PSS_SOS_9004/S13X100-1-14-L1/SFD-25-1-9250/OS |  |  |  | PSS_BAR_9148/OTUODU4-1-9-L1 PSS_SOS_9004/OTUODU4-1-14-L_5244:5
9117 | PSS_BAR_9148/S13X100-1-13-C32 PSS_SOS_90_2687:1 DSR:1 | PSS_BAR_9148/S13X100-1-13-C32 PSS_SOS_90_2687:1 DSR:1 |  | 100GbE | odu4 | MANAGED_PLANE | UNPROTECTED | NA | MANAGED_PLANE | BiDirectional | Up | NOTAVAILABLE | -0.001 | -0.001 | PSS_BAR_9148 | 1830 PSS-32 | S13X100 | S13X100-1-13-C32 | PSS_SOS_9004 | 1830 PSS-32 | S13X100 | S13X100-1-12-C32 | Started | Started | Cleared | Cleared | No | No | 2024-10-31 03:37:41 | SYSTEM_NOTIF | PSS_SOS_9004/PORT-1-2-LINEOUT-PSS_SOS_9189/PORT-1-7-LINEIN PSS_BAR_9148/PORT-1-3-LINEOUT-PSS_SOS_9189/RA2P-1-2-LINEIN | PSS_SOS_9004 PSS_SOS_9189 PSS_BAR_9148 | PSS_BAR_9148/S13X100-1-13-L1/SFD-25-1-9210/OS PSS_SOS_9004/S13X100-1-12-L1/SFD-25-1-9210/OS |  |  |  | PSS_BAR_9148/OTUODU4-1-13-L1 PSS_SOS_9004/OTUODU4-1-12-_2680:3
9121 | 2/ODU4/Sidi/Sousse OTU4#1:1 ODU4:1 ODU4:1 DSR:1 | 2/ODU4/Sidi/Sousse OTU4#1:1 ODU4:1 ODU4:1 DSR:1 |  | 100GbE | odu4 | MANAGED_PLANE | UNPROTECTED | NA | MANAGED_PLANE | BiDirectional | Up | NOT COMPUTED | 0.0 | 0.0 | PSS_BAR_9148 | 1830 PSS-32 | 260SCX2 | 260SCX2-1-16-C1 | PSS_SOS_9004 | 1830 PSS-32 | 260SCX2 | 260SCX2-1-10-C1 | Started | Started | Cleared | Cleared | No | No | 2024-10-31 03:37:44 | SYSTEM_NOTIF | PSS_SOS_9004/PORT-1-2-LINEOUT-PSS_SOS_9189/PORT-1-7-LINEIN PSS_BAR_9148/PORT-1-3-LINEOUT-PSS_SOS_9189/RA2P-1-2-LINEIN | PSS_SOS_9004 PSS_SOS_9189 PSS_BAR_9148 | PSS_BAR_9148/260SCX2-1-16-L1/SFD-25-1-9180/OS PSS_SOS_9004/260SCX2-1-10-L1/SFD-25-1-9180/OS |  |  |  | 2/ODU4/Sidi/Sousse OTU4#1:1
9177 | PSS_SFX_9015/OTUODU4-1-11-L1-CH1 PSS_BAR_9148/OTUODU4-1-14-L1-CH1 ODU4 ODU4:1 DSR:1 | PSS_SFX_9015/OTUODU4-1-11-L1-CH1 PSS_BAR_9148/OTUODU4-1-14-L1-CH1 ODU4 ODU4:1 DSR:1 |  | 100GbE | odu4 | MANAGED_PLANE | UNPROTECTED | NA | MANAGED_PLANE | BiDirectional | Up | NOT COMPUTED | 0.0 | 0.0 | PSS_BAR_9148 | 1830 PSS-32 | 260SCX2 | 260SCX2-1-14-C1 | PSS_SFX_9015 | 1830 PSS-32 | 260SCX2 | 260SCX2-1-11-C1 | Started | Started | Cleared | Cleared | No | No | 2024-11-01 01:29:32 | USER | PSS_SOS_9189/PORT-1-10-LINEOUT-PSS_MAH_9448/PORT-1-2-LINEIN PSS_MAH_9448/PORT-1-3-LINEOUT-PSS_SFX_9015/PORT-1-2-LINEIN PSS_BAR_9148/PORT-1-3-LINEOUT-PSS_SOS_9189/RA2P-1-2-LINEIN | PSS_SOS_9189 PSS_MAH_9448 PSS_SFX_9015 PSS_BAR_9148 | PSS_SFX_9015/260SCX2-1-11-L1/SFD-32-1-9190/OS PSS_BAR_9148/260SCX2-1-14-L1/SFD-25-1-9190/OS |  |  |  | PSS_SFX_9015/OTUODU4-1-11-L1-CH1 PSS_BAR_9148/OTUODU4-1-14-L1-CH1 ODU4 OTU4#1
9541 | PSS_TUN_9002/S13X100-3-13-C32 PSS_TUN_90_5485:1 DSR:1 | PSS_TUN_9002/S13X100-3-13-C32 PSS_TUN_90_5485:1 DSR:1 |  | 100GbE | odu4 | MANAGED_PLANE | UNPROTECTED | NA | MANAGED_PLANE | BiDirectional | Up | NOTAVAILABLE | -0.001 | -0.001 | PSS_TUN_9002 | 1830 PSS-32 | S13X100 | S13X100-3-13-C32 | PSS_TUN_9077 | 1830 PSS-32 | S13X100 | S13X100-1-11-C32 | Started | Started | Cleared | Cleared | No | No | 2024-11-05 05:01:13 | SYSTEM_NOTIF | PSS_TUN_9002/PORT-3-2-LINEOUT-PSS_TUN_9077/A2325A-1-2-LINE | PSS_TUN_9002 PSS_TUN_9077 | PSS_TUN_9077/S13X100-1-11-L1/SFD-27-1-9200/OS PSS_TUN_9002/S13X100-3-13-L1/SFD-26-1-9200/OS |  |  |  | PSS_TUN_9002/OTUODU4-3-13-L1 PSS_TUN_9077/OTUODU4-1-11-_5477:4
9590 | PSS_BAR_9148/OTUODU4-1-10-1 PSS_SOS_9004/OTUODU4-1-16-1 ODU4 ODU4:1 DSR:1 | PSS_BAR_9148/OTUODU4-1-10-1 PSS_SOS_9004/OTUODU4-1-16-1 ODU4 ODU4:1 DSR:1 |  | 100GbE | odu4 | MANAGED_PLANE | UNPROTECTED | NA | MANAGED_PLANE | BiDirectional | Up | NOT SUPPORTED | 0.0 | 0.0 | PSS_BAR_9148 | 1830 PSS-32 | S2AD200 | S2AD200-1-10-C1 | PSS_SOS_9004 | 1830 PSS-32 | S2AD200 | S2AD200-1-16-C1 | Started | Started | Cleared | Cleared | No | No | 2024-11-07 23:14:21 | SYSTEM | PSS_SOS_9004/PORT-1-2-LINEOUT-PSS_SOS_9189/PORT-1-7-LINEIN PSS_BAR_9148/PORT-1-3-LINEOUT-PSS_SOS_9189/RA2P-1-2-LINEIN | PSS_SOS_9004 PSS_SOS_9189 PSS_BAR_9148 | PSS_BAR_9148/S2AD200-1-10-L1/SFD-25-1-9280/OS PSS_SOS_9004/S2AD200-1-16-L1/SFD-25-1-9280/OS |  |  |  | PSS_BAR_9148/OTUODU4-1-10-1 PSS_SOS_9004/OTUODU4-1-16-1 ODU4 OTU4#1
9761 | PSS_TUN_9002/ODU4-2-7-C1 PSS_BAR_9148/ODU4-4-6-C1 ODU4 _2631:1 ODU4:1 ODU4:1 DSR:1 | PSS_TUN_9002/ODU4-2-7-C1 PSS_BAR_9148/ODU4-4-6-C1 ODU4 _2631:1 ODU4:1 ODU4:1 DSR:1 |  | 100GbE | odu4 | MANAGED_PLANE | UNPROTECTED | NA | MANAGED_PLANE | BiDirectional | Up | NOT COMPUTED | 0.0 | 0.0 | PSS_BAR_9148 | 1830 PSS-32 | 260SCX2 | 260SCX2-4-6-C1 | PSS_TUN_9002 | 1830 PSS-32 | 260SCX2 | 260SCX2-2-7-C1 | Started | Started | Cleared | Cleared | No | No | 2024-11-15 01:15:26 | SYSTEM_NOTIF | PSS_TUN_9002/PORT-2-2-LINEOUT-PSS_BAR_9148/PORT-4-2-LINEIN | PSS_TUN_9002 PSS_BAR_9148 | PSS_BAR_9148/260SCX2-4-6-L1/SFD-26-1-9170/OS PSS_TUN_9002/260SCX2-2-7-L1/SFD-25-1-9170/OS |  |  |  | PSS_TUN_9002/ODU4-2-7-C1 PSS_BAR_9148/ODU4-4-6-C1 ODU4 _2631:1
9764 | PSS_TUN_9002/ODU4-2-7-C1 PSS_BAR_9148/ODU4-4-6-C1 ODU4 _2631:1 ODU4:2 ODU4:1 DSR:1 | PSS_TUN_9002/ODU4-2-7-C1 PSS_BAR_9148/ODU4-4-6-C1 ODU4 _2631:1 ODU4:2 ODU4:1 DSR:1 |  | 100GbE | odu4 | MANAGED_PLANE | UNPROTECTED | NA | MANAGED_PLANE | BiDirectional | Up | NOT COMPUTED | 0.0 | 0.0 | PSS_BAR_9148 | 1830 PSS-32 | 260SCX2 | 260SCX2-4-6-C2 | PSS_TUN_9002 | 1830 PSS-32 | 260SCX2 | 260SCX2-2-7-C2 | Started | Started | Cleared | Cleared | No | No | 2024-11-15 01:15:26 | SYSTEM_NOTIF | PSS_TUN_9002/PORT-2-2-LINEOUT-PSS_BAR_9148/PORT-4-2-LINEIN | PSS_TUN_9002 PSS_BAR_9148 | PSS_BAR_9148/260SCX2-4-6-L1/SFD-26-1-9170/OS PSS_TUN_9002/260SCX2-2-7-L1/SFD-25-1-9170/OS |  |  |  | PSS_TUN_9002/ODU4-2-7-C1 PSS_BAR_9148/ODU4-4-6-C1 ODU4 _2631:1
9774 | 2/OTU4x2/Manouba/Sidi:3 ODU4:1 ODU4:1 DSR:1 | 2/OTU4x2/Manouba/Sidi:3 ODU4:1 ODU4:1 DSR:1 |  | 100GbE | odu4 | MANAGED_PLANE | UNPROTECTED | NA | MANAGED_PLANE | BiDirectional | Up | NOT COMPUTED | 0.0 | 0.0 | PSS_TUN_9002 | 1830 PSS-32 | 260SCX2 | 260SCX2-2-12-C1 | PSS_BAR_9148 | 1830 PSS-32 | 260SCX2 | 260SCX2-4-8-C1 | Started | Started | Cleared | Cleared | No | No | 2024-11-15 01:15:32 | SYSTEM_NOTIF | PSS_TUN_9002/PORT-2-2-LINEOUT-PSS_BAR_9148/PORT-4-2-LINEIN | PSS_TUN_9002 PSS_BAR_9148 | PSS_TUN_9002/260SCX2-2-12-L1/SFD-25-1-9190/OS PSS_BAR_9148/260SCX2-4-8-L1/SFD-26-1-9190/OS |  |  |  | 2/OTU4x2/Manouba/Sidi:3
9779 | 3/OTU4x2/Sidi/Manouba:2 ODU4:1 ODU4:1 DSR:1 | 3/OTU4x2/Sidi/Manouba:2 ODU4:1 ODU4:1 DSR:1 |  | 100GbE | odu4 | MANAGED_PLANE | UNPROTECTED | NA | MANAGED_PLANE | BiDirectional | Up | NOT COMPUTED | 0.0 | 0.0 | PSS_BAR_9148 | 1830 PSS-32 | 260SCX2 | 260SCX2-4-10-C1 | PSS_TUN_9002 | 1830 PSS-32 | 260SCX2 | 260SCX2-2-9-C1 | Started | Started | Cleared | Cleared | No | No | 2024-11-15 01:15:36 | SYSTEM_NOTIF | PSS_TUN_9002/PORT-2-2-LINEOUT-PSS_BAR_9148/PORT-4-2-LINEIN | PSS_TUN_9002 PSS_BAR_9148 | PSS_TUN_9002/260SCX2-2-9-L1/SFD-25-1-9180/OS PSS_BAR_9148/260SCX2-4-10-L1/SFD-26-1-9180/OS |  |  |  | 3/OTU4x2/Sidi/Manouba:2
9784 | 3/OTU4x2/Sidi/Manouba:2 ODU4:2 ODU4:1 DSR:1 | 3/OTU4x2/Sidi/Manouba:2 ODU4:2 ODU4:1 DSR:1 |  | 100GbE | odu4 | MANAGED_PLANE | UNPROTECTED | NA | MANAGED_PLANE | BiDirectional | Up | NOT COMPUTED | 0.0 | 0.0 | PSS_BAR_9148 | 1830 PSS-32 | 260SCX2 | 260SCX2-4-10-C2 | PSS_TUN_9002 | 1830 PSS-32 | 260SCX2 | 260SCX2-2-9-C2 | Started | Started | Cleared | Cleared | No | No | 2024-11-15 01:15:41 | SYSTEM_NOTIF | PSS_TUN_9002/PORT-2-2-LINEOUT-PSS_BAR_9148/PORT-4-2-LINEIN | PSS_TUN_9002 PSS_BAR_9148 | PSS_TUN_9002/260SCX2-2-9-L1/SFD-25-1-9180/OS PSS_BAR_9148/260SCX2-4-10-L1/SFD-26-1-9180/OS |  |  |  | 3/OTU4x2/Sidi/Manouba:2
10011 | 1/ODU4/Sidi/Manouba OTU4X2#1:2 ODU4:1 ODU4:1 DSR:1 | 1/ODU4/Sidi/Manouba OTU4X2#1:2 ODU4:1 ODU4:1 DSR:1 |  | 100GbE | odu4 | MANAGED_PLANE | UNPROTECTED | NA | MANAGED_PLANE | BiDirectional | Up | NOT COMPUTED | 0.0 | 0.0 | PSS_BAR_9148 | 1830 PSS-32 | 260SCX2 | 260SCX2-2-9-C1 | PSS_TUN_9002 | 1830 PSS-32 | 260SCX2 | 260SCX2-1-9-C1 | Started | Started | Cleared | Cleared | No | No | 2024-11-26 02:25:22 | SYSTEM_NOTIF | PSS_TUN_9000/PORT-1-2-LINEOUT-PSS_TUN_9002/PORT-1-2-LINEIN PSS_TUN_9000/PORT-2-2-LINEOUT-PSS_BAR_9148/PORT-2-2-LINEIN | PSS_TUN_9000 PSS_TUN_9002 PSS_BAR_9148 | PSS_TUN_9002/260SCX2-1-9-L1/SFD-27-1-9180/OS PSS_BAR_9148/260SCX2-2-9-L1/SFD-27-1-9180/OS |  |  |  | 1/ODU4/Sidi/Manouba OTU4X2#1:2
10015 | 1/ODU4/Sidi/Manouba OTU4X2#1:2 ODU4:2 ODU4:1 DSR:1 | 1/ODU4/Sidi/Manouba OTU4X2#1:2 ODU4:2 ODU4:1 DSR:1 |  | 100GbE | odu4 | MANAGED_PLANE | UNPROTECTED | NA | MANAGED_PLANE | BiDirectional | Up | NOT COMPUTED | 0.0 | 0.0 | PSS_TUN_9002 | 1830 PSS-32 | 260SCX2 | 260SCX2-1-9-C2 | PSS_BAR_9148 | 1830 PSS-32 | 260SCX2 | 260SCX2-2-9-C2 | Started | Started | Cleared | Cleared | No | No | 2024-11-26 02:25:27 | SYSTEM_NOTIF | PSS_TUN_9000/PORT-1-2-LINEOUT-PSS_TUN_9002/PORT-1-2-LINEIN PSS_TUN_9000/PORT-2-2-LINEOUT-PSS_BAR_9148/PORT-2-2-LINEIN | PSS_TUN_9000 PSS_TUN_9002 PSS_BAR_9148 | PSS_TUN_9002/260SCX2-1-9-L1/SFD-27-1-9180/OS PSS_BAR_9148/260SCX2-2-9-L1/SFD-27-1-9180/OS |  |  |  | 1/ODU4/Sidi/Manouba OTU4X2#1:2
10033 | 1/ODU4/Manouba/Sousse OTU4#1:3 ODU4:1 ODU4:1 DSR:1 | 1/ODU4/Manouba/Sousse OTU4#1:3 ODU4:1 ODU4:1 DSR:1 |  | 100GbE | odu4 | MANAGED_PLANE | UNPROTECTED | NA | MANAGED_PLANE | BiDirectional | Up | NOT COMPUTED | 0.0 | 0.0 | PSS_TUN_9002 | 1830 PSS-32 | 260SCX2 | 260SCX2-1-11-C1 | PSS_SOS_9004 | 1830 PSS-32 | 260SCX2 | 260SCX2-1-8-C1 | Started | Started | Cleared | Cleared | No | No | 2024-11-26 02:26:07 | SYSTEM_NOTIF | PSS_SOS_9004/PORT-1-2-LINEOUT-PSS_SOS_9189/PORT-1-7-LINEIN PSS_BAR_9148/PORT-1-3-LINEOUT-PSS_SOS_9189/RA2P-1-2-LINEIN PSS_TUN_9000/PORT-1-2-LINEOUT-PSS_TUN_9002/PORT-1-2-LINEIN PSS_TUN_9000/PORT-2-2-LINEOUT-PSS_BAR_9148/PORT-2-2-LINEIN | PSS_SOS_9004 PSS_SOS_9189 PSS_BAR_9148 PSS_TUN_9000 PSS_TUN_9002 | PSS_TUN_9002/260SCX2-1-11-L1/SFD-27-1-9200/OS PSS_SOS_9004/260SCX2-1-8-L1/SFD-25-1-9200/OS |  |  |  | 1/ODU4/Manouba/Sousse OTU4#1:3
10037 | PSS_TUN_9002/S13X100-3-6-C32 PSS_BIZ_925_6802:1 DSR:1 | PSS_TUN_9002/S13X100-3-6-C32 PSS_BIZ_925_6802:1 DSR:1 |  | 100GbE | odu4 | MANAGED_PLANE | UNPROTECTED | NA | MANAGED_PLANE | BiDirectional | Up | INVALID | 0.0 | -0.001 | PSS_BIZ_9251 | 1830 PSS-32 | S13X100 | S13X100-1-17-C32 | PSS_TUN_9002 | 1830 PSS-32 | S13X100 | S13X100-3-6-C32 | Started | Started | Cleared | Cleared | No | No | 2024-11-26 02:26:19 | SYSTEM_NOTIF | PSS_BIZ_9251/IROADM-1-3-LINEOUT-PSS_BIZ_9020/A2325A-1-6-LINE PSS_TUN_9000/PORT-1-2-LINEOUT-PSS_TUN_9002/PORT-1-2-LINEIN PSS_TUN_9000/PORT-3-2-LINEOUT-PSS_BIZ_9020/AHPHG-1-2-LINE | PSS_BIZ_9251 PSS_BIZ_9020 PSS_TUN_9000 PSS_TUN_9002 | PSS_BIZ_9251/S13X100-1-17-L1/OPS-1-33-SIG/OS PSS_BIZ_9251/OPS-1-33-B/SFD-26-1-9280/OS PSS_TUN_9002/OPS-3-28-SIG/S13X100-3-6-L1/OS PSS_TUN_9002/OPS-3-28-A/SFD-27-1-9280/OS |  |  |  | PSS_TUN_9002/OTUODU4-3-6-L1 PSS_BIZ_9251/OTUODU4-1-17-L_6789
10079 | Groom-STM16-TUN9000-TUN9002-C6 | Groom-STM16-TUN9000-TUN9002-C6 |  | STM-16 | odu1 | MANAGED_PLANE | UNPROTECTED | NA | MANAGED_PLANE | BiDirectional | Up | INVALID | 0.0 | 0.0 | PSS_TUN_9000 | 1830 PSS-32 | 8P20 | 8P20-1-34-C6 | PSS_TUN_9002 | 1830 PSS-32 | 8P20 | 8P20-1-34-C6 | Started | Started | Cleared | Cleared | No | No | 2024-11-27 01:19:09 | USER | PSS_TUN_9000/PORT-1-2-LINEOUT-PSS_TUN_9002/PORT-1-2-LINEIN | PSS_TUN_9000 PSS_TUN_9002 | PSS_TUN_9000/S13X100-1-14-L1/SFD-26-1-9210/OS PSS_TUN_9002/S13X100-1-4-L1/SFD-27-1-9210/OS PSS_TUN_9002/8P20-1-34-L1/S13X100-1-4-C1/OS PSS_TUN_9000/8P20-1-34-L1/S13X100-1-14-C1/OS |  |  |  | PSS_TUN_9000/OTUODU4-1-14-L1 PSS_TUN_9002/OTUODU4-1-4-L1 ODU4 OTU4#1 PSS_TUN_9002/OTU-1-34-L1 PSS_TUN_9002/OTU-1-4-C1 OTU2 PSS_TUN_9000/OTU-1-14-C1 PSS_TUN_9000/OTU-1-34-L1 OTU2
10082 | Groom-STM16-TUN9000-TUN9002-C5 | Groom-STM16-TUN9000-TUN9002-C5 |  | STM-16 | odu1 | MANAGED_PLANE | UNPROTECTED | NA | MANAGED_PLANE | BiDirectional | Up | INVALID | 0.0 | 0.0 | PSS_TUN_9000 | 1830 PSS-32 | 8P20 | 8P20-1-34-C5 | PSS_TUN_9002 | 1830 PSS-32 | 8P20 | 8P20-1-34-C5 | Started | Started | Cleared | Cleared | No | No | 2024-11-27 01:25:27 | USER | PSS_TUN_9000/PORT-1-2-LINEOUT-PSS_TUN_9002/PORT-1-2-LINEIN | PSS_TUN_9000 PSS_TUN_9002 | PSS_TUN_9000/S13X100-1-14-L1/SFD-26-1-9210/OS PSS_TUN_9002/S13X100-1-4-L1/SFD-27-1-9210/OS PSS_TUN_9002/8P20-1-34-L1/S13X100-1-4-C1/OS PSS_TUN_9000/8P20-1-34-L1/S13X100-1-14-C1/OS |  |  |  | PSS_TUN_9000/OTUODU4-1-14-L1 PSS_TUN_9002/OTUODU4-1-4-L1 ODU4 OTU4#1 PSS_TUN_9002/OTU-1-34-L1 PSS_TUN_9002/OTU-1-4-C1 OTU2 PSS_TUN_9000/OTU-1-14-C1 PSS_TUN_9000/OTU-1-34-L1 OTU2
10085 | Groom-STM16-TUN9000-TUN9002-C4 | Groom-STM16-TUN9000-TUN9002-C4 |  | STM-16 | odu1 | MANAGED_PLANE | UNPROTECTED | NA | MANAGED_PLANE | BiDirectional | Up | INVALID | 0.0 | 0.0 | PSS_TUN_9000 | 1830 PSS-32 | 8P20 | 8P20-1-34-C4 | PSS_TUN_9002 | 1830 PSS-32 | 8P20 | 8P20-1-34-C4 | Started | Started | Cleared | Cleared | No | No | 2024-11-27 01:28:15 | USER | PSS_TUN_9000/PORT-1-2-LINEOUT-PSS_TUN_9002/PORT-1-2-LINEIN | PSS_TUN_9000 PSS_TUN_9002 | PSS_TUN_9000/S13X100-1-14-L1/SFD-26-1-9210/OS PSS_TUN_9002/S13X100-1-4-L1/SFD-27-1-9210/OS PSS_TUN_9002/8P20-1-34-L1/S13X100-1-4-C1/OS PSS_TUN_9000/8P20-1-34-L1/S13X100-1-14-C1/OS |  |  |  | PSS_TUN_9000/OTUODU4-1-14-L1 PSS_TUN_9002/OTUODU4-1-4-L1 ODU4 OTU4#1 PSS_TUN_9002/OTU-1-34-L1 PSS_TUN_9002/OTU-1-4-C1 OTU2 PSS_TUN_9000/OTU-1-14-C1 PSS_TUN_9000/OTU-1-34-L1 OTU2
10088 | Groom-STM16-TUN9000-TUN9002-C3 | Groom-STM16-TUN9000-TUN9002-C3 |  | STM-16 | odu1 | MANAGED_PLANE | UNPROTECTED | NA | MANAGED_PLANE | BiDirectional | Up | INVALID | 0.0 | 0.0 | PSS_TUN_9000 | 1830 PSS-32 | 8P20 | 8P20-1-34-C3 | PSS_TUN_9002 | 1830 PSS-32 | 8P20 | 8P20-1-34-C3 | Started | Started | Cleared | Cleared | No | No | 2024-11-27 01:54:26 | USER | PSS_TUN_9000/PORT-1-2-LINEOUT-PSS_TUN_9002/PORT-1-2-LINEIN | PSS_TUN_9000 PSS_TUN_9002 | PSS_TUN_9000/S13X100-1-14-L1/SFD-26-1-9210/OS PSS_TUN_9002/S13X100-1-4-L1/SFD-27-1-9210/OS PSS_TUN_9002/8P20-1-34-L1/S13X100-1-4-C1/OS PSS_TUN_9000/8P20-1-34-L1/S13X100-1-14-C1/OS |  |  |  | PSS_TUN_9000/OTUODU4-1-14-L1 PSS_TUN_9002/OTUODU4-1-4-L1 ODU4 OTU4#1 PSS_TUN_9002/OTU-1-34-L1 PSS_TUN_9002/OTU-1-4-C1 OTU2 PSS_TUN_9000/OTU-1-14-C1 PSS_TUN_9000/OTU-1-34-L1 OTU2
10135 | Groom_10G_BAR9148-TUN9002-C7-Direct | Groom_10G_BAR9148-TUN9002-C7-Direct |  | 10GbE | odu2e | MANAGED_PLANE | UNPROTECTED | NA | MANAGED_PLANE | BiDirectional | Up | NOTAVAILABLE | 0.17 | 0.0 | PSS_BAR_9148 | 1830 PSS-32 | S13X100 | S13X100-4-15-C7 | PSS_TUN_9002 | 1830 PSS-32 | S13X100 | S13X100-2-6-C7 | Started | Started | Cleared | Cleared | No | No | 2024-11-27 23:28:37 | USER | PSS_TUN_9002/PORT-2-2-LINEOUT-PSS_BAR_9148/PORT-4-2-LINEIN | PSS_TUN_9002 PSS_BAR_9148 | PSS_BAR_9148/S13X100-4-15-L1/SFD-26-1-9280/OS PSS_TUN_9002/S13X100-2-6-L1/SFD-25-1-9280/OS |  |  |  | PSS_TUN_9002/OTUODU4-2-6-L1 PSS_BAR_9148/OTUODU4-4-15-L1 ODU4 OTU4#1
10153 | Groom_STM16-BAR9148-TUN900-C6 | Groom_STM16-BAR9148-TUN900-C6 |  | STM-16 | odu1 | MANAGED_PLANE | UNPROTECTED | NA | MANAGED_PLANE | BiDirectional | Up | VALID | 0.195 | 0.0 | PSS_TUN_9000 | 1830 PSS-32 | 8P20 | 8P20-2-34-C6 | PSS_BAR_9148 | 1830 PSS-32 | 8P20 | 8P20-2-33-C6 | Started | Started | Cleared | Cleared | No | No | 2024-11-28 00:21:26 | USER | PSS_TUN_9000/PORT-2-2-LINEOUT-PSS_BAR_9148/PORT-2-2-LINEIN | PSS_TUN_9000 PSS_BAR_9148 | PSS_BAR_9148/S13X100-2-12-L1/SFD-27-1-9290/OS PSS_TUN_9000/S13X100-2-15-L1/SFD-27-1-9290/OS PSS_TUN_9000/8P20-2-34-L1/S13X100-2-15-C1/OS PSS_BAR_9148/8P20-2-33-L1/S13X100-2-12-C1/OS |  |  |  | PSS_TUN_9000/OTUODU4-2-15-L1 PSS_BAR_9148/OTUODU4-2-12-L1 ODU4 OTU4#1 PSS_TUN_9000/OTU-2-15-C1 PSS_TUN_9000/OTU-2-34-L1 OTU2 PSS_BAR_9148/OTU-2-33-L1 PSS_BAR_9148/OTU-2-12-C1 OTU2
10156 | Groom_STM16-BAR9148-TUN900-C5 | Groom_STM16-BAR9148-TUN900-C5 |  | STM-16 | odu1 | MANAGED_PLANE | UNPROTECTED | NA | MANAGED_PLANE | BiDirectional | Up | INVALID | 0.0 | 0.0 | PSS_TUN_9000 | 1830 PSS-32 | 8P20 | 8P20-2-34-C5 | PSS_BAR_9148 | 1830 PSS-32 | 8P20 | 8P20-2-33-C5 | Started | Started | Cleared | Cleared | No | No | 2024-11-28 00:25:54 | USER | PSS_TUN_9000/PORT-2-2-LINEOUT-PSS_BAR_9148/PORT-2-2-LINEIN | PSS_TUN_9000 PSS_BAR_9148 | PSS_BAR_9148/S13X100-2-12-L1/SFD-27-1-9290/OS PSS_TUN_9000/S13X100-2-15-L1/SFD-27-1-9290/OS PSS_TUN_9000/8P20-2-34-L1/S13X100-2-15-C1/OS PSS_BAR_9148/8P20-2-33-L1/S13X100-2-12-C1/OS |  |  |  | PSS_TUN_9000/OTUODU4-2-15-L1 PSS_BAR_9148/OTUODU4-2-12-L1 ODU4 OTU4#1 PSS_TUN_9000/OTU-2-15-C1 PSS_TUN_9000/OTU-2-34-L1 OTU2 PSS_BAR_9148/OTU-2-33-L1 PSS_BAR_9148/OTU-2-12-C1 OTU2
10159 | Groom_STM16-BAR9148-TUN900-C4 | Groom_STM16-BAR9148-TUN900-C4 |  | STM-16 | odu1 | MANAGED_PLANE | UNPROTECTED | NA | MANAGED_PLANE | BiDirectional | Up | VALID | 0.22 | 0.0 | PSS_TUN_9000 | 1830 PSS-32 | 8P20 | 8P20-2-34-C4 | PSS_BAR_9148 | 1830 PSS-32 | 8P20 | 8P20-2-33-C4 | Started | Started | Cleared | Cleared | No | No | 2024-11-28 00:28:00 | USER | PSS_TUN_9000/PORT-2-2-LINEOUT-PSS_BAR_9148/PORT-2-2-LINEIN | PSS_TUN_9000 PSS_BAR_9148 | PSS_BAR_9148/S13X100-2-12-L1/SFD-27-1-9290/OS PSS_TUN_9000/S13X100-2-15-L1/SFD-27-1-9290/OS PSS_TUN_9000/8P20-2-34-L1/S13X100-2-15-C1/OS PSS_BAR_9148/8P20-2-33-L1/S13X100-2-12-C1/OS |  |  |  | PSS_TUN_9000/OTUODU4-2-15-L1 PSS_BAR_9148/OTUODU4-2-12-L1 ODU4 OTU4#1 PSS_TUN_9000/OTU-2-15-C1 PSS_TUN_9000/OTU-2-34-L1 OTU2 PSS_BAR_9148/OTU-2-33-L1 PSS_BAR_9148/OTU-2-12-C1 OTU2
10162 | Groom_STM16-BAR9148-TUN900-C3 | Groom_STM16-BAR9148-TUN900-C3 |  | STM-16 | odu1 | MANAGED_PLANE | UNPROTECTED | NA | MANAGED_PLANE | BiDirectional | Up | VALID | 0.195 | 0.0 | PSS_TUN_9000 | 1830 PSS-32 | 8P20 | 8P20-2-34-C3 | PSS_BAR_9148 | 1830 PSS-32 | 8P20 | 8P20-2-33-C3 | Started | Started | Cleared | Cleared | No | No | 2024-11-28 00:30:40 | USER | PSS_TUN_9000/PORT-2-2-LINEOUT-PSS_BAR_9148/PORT-2-2-LINEIN | PSS_TUN_9000 PSS_BAR_9148 | PSS_BAR_9148/S13X100-2-12-L1/SFD-27-1-9290/OS PSS_TUN_9000/S13X100-2-15-L1/SFD-27-1-9290/OS PSS_TUN_9000/8P20-2-34-L1/S13X100-2-15-C1/OS PSS_BAR_9148/8P20-2-33-L1/S13X100-2-12-C1/OS |  |  |  | PSS_TUN_9000/OTUODU4-2-15-L1 PSS_BAR_9148/OTUODU4-2-12-L1 ODU4 OTU4#1 PSS_TUN_9000/OTU-2-15-C1 PSS_TUN_9000/OTU-2-34-L1 OTU2 PSS_BAR_9148/OTU-2-33-L1 PSS_BAR_9148/OTU-2-12-C1 OTU2
10173 | Groom_STM16_TUN9002_BAR9148_C6 | Groom_STM16_TUN9002_BAR9148_C6 |  | STM-16 | odu1 | MANAGED_PLANE | UNPROTECTED | NA | MANAGED_PLANE | BiDirectional | Up | VALID | 0.22 | 0.0 | PSS_TUN_9002 | 1830 PSS-32 | 8P20 | 8P20-2-34-C6 | PSS_BAR_9148 | 1830 PSS-32 | 8P20 | 8P20-4-35-C6 | Started | Started | Cleared | Cleared | No | No | 2024-11-28 00:48:40 | USER | PSS_TUN_9002/PORT-2-2-LINEOUT-PSS_BAR_9148/PORT-4-2-LINEIN | PSS_TUN_9002 PSS_BAR_9148 | PSS_BAR_9148/S13X100-4-15-L1/SFD-26-1-9280/OS PSS_TUN_9002/S13X100-2-6-L1/SFD-25-1-9280/OS PSS_TUN_9002/8P20-2-34-L1/S13X100-2-6-C1/OS PSS_BAR_9148/8P20-4-35-L1/S13X100-4-15-C1/OS |  |  |  | PSS_TUN_9002/OTUODU4-2-6-L1 PSS_BAR_9148/OTUODU4-4-15-L1 ODU4 OTU4#1 PSS_TUN_9002/OTU-2-6-C1 PSS_TUN_9002/OTU-2-34-L1 OTU2 PSS_BAR_9148/OTU-4-35-L1 PSS_BAR_9148/OTU-4-15-C1 OTU2
10176 | Groom_10G_TUN9000_BAR9148-C7 | Groom_10G_TUN9000_BAR9148-C7 |  | 10GbE | odu2e | MANAGED_PLANE | UNPROTECTED | NA | MANAGED_PLANE | BiDirectional | Up | VALID | 0.129 | 0.0 | PSS_TUN_9000 | 1830 PSS-32 | S13X100 | S13X100-2-15-C7 | PSS_BAR_9148 | 1830 PSS-32 | S13X100 | S13X100-2-12-C7 | Started | Started | Cleared | Cleared | No | No | 2024-11-28 00:58:13 | USER | PSS_TUN_9000/PORT-2-2-LINEOUT-PSS_BAR_9148/PORT-2-2-LINEIN | PSS_TUN_9000 PSS_BAR_9148 | PSS_BAR_9148/S13X100-2-12-L1/SFD-27-1-9290/OS PSS_TUN_9000/S13X100-2-15-L1/SFD-27-1-9290/OS |  |  |  | PSS_TUN_9000/OTUODU4-2-15-L1 PSS_BAR_9148/OTUODU4-2-12-L1 ODU4 OTU4#1
10187 | Groom_10G_TUN9000_BAR9148-via_90002_C9 | Groom_10G_TUN9000_BAR9148-via_90002_C9 |  | 10GbE | odu2e | MANAGED_PLANE | UNPROTECTED | NA | MANAGED_PLANE | BiDirectional | Up | INVALID | 0.0 | 0.0 | PSS_TUN_9000 | 1830 PSS-32 | S13X100 | S13X100-1-14-C9 | PSS_BAR_9148 | 1830 PSS-32 | S13X100 | S13X100-4-15-C9 | Started | Started | Cleared | Cleared | No | No | 2024-11-28 01:14:28 | USER | PSS_TUN_9000/PORT-1-2-LINEOUT-PSS_TUN_9002/PORT-1-2-LINEIN PSS_TUN_9002/PORT-2-2-LINEOUT-PSS_BAR_9148/PORT-4-2-LINEIN | PSS_TUN_9000 PSS_TUN_9002 PSS_TUN_9002 PSS_BAR_9148 | PSS_TUN_9000/S13X100-1-14-L1/SFD-26-1-9210/OS PSS_TUN_9002/S13X100-1-4-L1/SFD-27-1-9210/OS PSS_BAR_9148/S13X100-4-15-L1/SFD-26-1-9280/OS PSS_TUN_9002/S13X100-2-6-L1/SFD-25-1-9280/OS PSS_TUN_9002/S13X100-1-4-C9/S13X100-2-6-C9/OS |  |  |  | PSS_TUN_9000/OTUODU4-1-14-L1 PSS_TUN_9002/OTUODU4-1-4-L1 ODU4 OTU4#1 PSS_TUN_9002/OTUODU4-2-6-L1 PSS_BAR_9148/OTUODU4-4-15-L1 ODU4 OTU4#1 PSS_TUN_9002/OTU-1-4-C9 PSS_TUN_9002/OTU-2-6-C9 OTU2E
10190 | Groom_10G_TUN9000_BAR9148-via_90002_C8 | Groom_10G_TUN9000_BAR9148-via_90002_C8 |  | 10GbE | odu2e | MANAGED_PLANE | UNPROTECTED | NA | MANAGED_PLANE | BiDirectional | Up | INVALID | 0.0 | 0.0 | PSS_TUN_9000 | 1830 PSS-32 | S13X100 | S13X100-1-14-C8 | PSS_BAR_9148 | 1830 PSS-32 | S13X100 | S13X100-4-15-C8 | Started | Started | Cleared | Cleared | No | No | 2024-11-28 01:17:37 | USER | PSS_TUN_9000/PORT-1-2-LINEOUT-PSS_TUN_9002/PORT-1-2-LINEIN PSS_TUN_9002/PORT-2-2-LINEOUT-PSS_BAR_9148/PORT-4-2-LINEIN | PSS_TUN_9000 PSS_TUN_9002 PSS_TUN_9002 PSS_BAR_9148 | PSS_TUN_9000/S13X100-1-14-L1/SFD-26-1-9210/OS PSS_TUN_9002/S13X100-1-4-L1/SFD-27-1-9210/OS PSS_BAR_9148/S13X100-4-15-L1/SFD-26-1-9280/OS PSS_TUN_9002/S13X100-2-6-L1/SFD-25-1-9280/OS PSS_TUN_9002/S13X100-1-4-C8/S13X100-2-6-C8/OS |  |  |  | PSS_TUN_9000/OTUODU4-1-14-L1 PSS_TUN_9002/OTUODU4-1-4-L1 ODU4 OTU4#1 PSS_TUN_9002/OTUODU4-2-6-L1 PSS_BAR_9148/OTUODU4-4-15-L1 ODU4 OTU4#1 PSS_TUN_9002/OTU-2-6-C8 PSS_TUN_9002/OTU-1-4-C8 OTU2E
10193 | Groom_10G_TUN9000_BAR9148-direct_C8 | Groom_10G_TUN9000_BAR9148-direct_C8 |  | 10GbE | odu2e | MANAGED_PLANE | UNPROTECTED | NA | MANAGED_PLANE | BiDirectional | Up | VALID | 0.129 | 0.0 | PSS_TUN_9000 | 1830 PSS-32 | S13X100 | S13X100-2-15-C8 | PSS_BAR_9148 | 1830 PSS-32 | S13X100 | S13X100-2-12-C8 | Started | Started | Cleared | Cleared | No | No | 2024-11-28 01:23:10 | USER | PSS_TUN_9000/PORT-2-2-LINEOUT-PSS_BAR_9148/PORT-2-2-LINEIN | PSS_TUN_9000 PSS_BAR_9148 | PSS_BAR_9148/S13X100-2-12-L1/SFD-27-1-9290/OS PSS_TUN_9000/S13X100-2-15-L1/SFD-27-1-9290/OS |  |  |  | PSS_TUN_9000/OTUODU4-2-15-L1 PSS_BAR_9148/OTUODU4-2-12-L1 ODU4 OTU4#1
10196 | Groom_10G_TUN9002_BAR9148-via_TUN9000_C6 | Groom_10G_TUN9002_BAR9148-via_TUN9000_C6 |  | 10GbE | odu2e | MANAGED_PLANE | UNPROTECTED | NA | MANAGED_PLANE | BiDirectional | Up | INVALID | 0.0 | 0.0 | PSS_TUN_9002 | 1830 PSS-32 | S13X100 | S13X100-1-4-C6 | PSS_BAR_9148 | 1830 PSS-32 | S13X100 | S13X100-2-12-C6 | Started | Started | Cleared | Cleared | No | No | 2024-11-28 01:44:38 | USER | PSS_TUN_9000/PORT-1-2-LINEOUT-PSS_TUN_9002/PORT-1-2-LINEIN PSS_TUN_9000/PORT-2-2-LINEOUT-PSS_BAR_9148/PORT-2-2-LINEIN | PSS_TUN_9000 PSS_TUN_9002 PSS_TUN_9000 PSS_BAR_9148 | PSS_TUN_9000/S13X100-1-14-L1/SFD-26-1-9210/OS PSS_TUN_9002/S13X100-1-4-L1/SFD-27-1-9210/OS PSS_BAR_9148/S13X100-2-12-L1/SFD-27-1-9290/OS PSS_TUN_9000/S13X100-2-15-L1/SFD-27-1-9290/OS PSS_TUN_9000/S13X100-1-14-C6/S13X100-2-15-C6/OS |  |  |  | PSS_TUN_9000/OTUODU4-1-14-L1 PSS_TUN_9002/OTUODU4-1-4-L1 ODU4 OTU4#1 PSS_TUN_9000/OTUODU4-2-15-L1 PSS_BAR_9148/OTUODU4-2-12-L1 ODU4 OTU4#1 PSS_TUN_9000/OTU-1-14-C6 PSS_TUN_9000/OTU-2-15-C6 OTU2E
10205 | PSS_TUN_9000/11QPA4-2-14-L1-1 PSS_BAR_9148/11QPA4-2-13-L1-1 ODU2 DSR:1 | PSS_TUN_9000/11QPA4-2-14-L1-1 PSS_BAR_9148/11QPA4-2-13-L1-1 ODU2 DSR:1 |  | FC800 | odu2 | MANAGED_PLANE | UNPROTECTED | NA | MANAGED_PLANE | BiDirectional | Up | NOT SUPPORTED | 0.0 | 0.0 | PSS_BAR_9148 | 1830 PSS-32 | 11QPA4 | 11QPA4-2-13-C1 | PSS_TUN_9000 | 1830 PSS-32 | 11QPA4 | 11QPA4-2-14-C1 | Started | Started | Cleared | Cleared | No | No | 2024-11-28 02:09:07 | SYSTEM | PSS_TUN_9000/PORT-2-2-LINEOUT-PSS_BAR_9148/PORT-2-2-LINEIN | PSS_TUN_9000 PSS_BAR_9148 | PSS_BAR_9148/S13X100-2-12-L1/SFD-27-1-9290/OS PSS_TUN_9000/S13X100-2-15-L1/SFD-27-1-9290/OS PSS_BAR_9148/11QPA4-2-13-L1/S13X100-2-12-C9/OS PSS_TUN_9000/11QPA4-2-14-L1/S13X100-2-15-C9/OS |  |  |  | PSS_TUN_9000/OTUODU4-2-15-L1 PSS_BAR_9148/OTUODU4-2-12-L1 ODU4 OTU4#1 PSS_BAR_9148/11QPA4-2-13-L1 PSS_BAR_9148/OTU-2-12-C9 OTU2 PSS_TUN_9000/11QPA4-2-14-L1 PSS_TUN_9000/OTU-2-15-C9 OTU2
10315 | PSS_TUN_9002/PORT-1-14-C3 PSS_SOS_9004/PORT-1-3-C3 DSR | PSS_TUN_9002/PORT-1-14-C3 PSS_SOS_9004/PORT-1-3-C3 DSR |  | 100GbE | odu4 | MANAGED_PLANE | UNPROTECTED | NA | MANAGED_PLANE | BiDirectional | Up | NOT SUPPORTED | 0.0 | 0.0 | PSS_TUN_9002 | 1830 PSS-32 | S4X400 | PORT-1-14-C3 | PSS_SOS_9004 | 1830 PSS-32 | S4X400 | PORT-1-3-C3 | Started | Started | Cleared | Cleared | No | No | 2024-11-29 03:04:47 | USER | PSS_SOS_9004/PORT-1-2-LINEOUT-PSS_SOS_9189/PORT-1-7-LINEIN PSS_BAR_9148/PORT-1-3-LINEOUT-PSS_SOS_9189/RA2P-1-2-LINEIN PSS_TUN_9000/PORT-1-2-LINEOUT-PSS_TUN_9002/PORT-1-2-LINEIN PSS_TUN_9000/PORT-2-2-LINEOUT-PSS_BAR_9148/PORT-2-2-LINEIN | PSS_SOS_9004 PSS_SOS_9189 PSS_BAR_9148 PSS_TUN_9000 PSS_TUN_9002 | PSS_SOS_9004/PORT-1-3-L1/PSC-35-1-A1/OS PSS_TUN_9002/PORT-1-14-L1/PSC-31-1-A1/OS |  |  |  | PSS_SOS_9004/PORT-1-3-L1 PSS_TUN_9002/PORT-1-14-L1 OTSIG TUNNEL
10330 | PSS_BAR_9148/PORT-2-7-C1 PSS_TUN_9000/PORT-2-8-C1 DSR | PSS_BAR_9148/PORT-2-7-C1 PSS_TUN_9000/PORT-2-8-C1 DSR |  | 100GbE | odu4 | MANAGED_PLANE | UNPROTECTED | NA | MANAGED_PLANE | BiDirectional | Up | SUCCESS | 0.1 | 0.0 | PSS_BAR_9148 | 1830 PSS-32 | S5AD400 | PORT-2-7-C1 | PSS_TUN_9000 | 1830 PSS-32 | S5AD400 | PORT-2-8-C1 | Started | Started | Cleared | Cleared | No | No | 2024-12-02 22:47:14 | USER | PSS_TUN_9000/PORT-2-2-LINEOUT-PSS_BAR_9148/PORT-2-2-LINEIN | PSS_TUN_9000 PSS_BAR_9148 | PSS_BAR_9148/PORT-2-7-L1/PSC-33-1-B1/OS PSS_TUN_9000/PORT-2-8-L1/PSC-30-1-B1/OS |  |  |  | PSS_TUN_9000/PORT-2-8-L1 PSS_BAR_9148/PORT-2-7-L1 OTSIG TUNNEL
10333 | PSS_BAR_9148/PORT-2-7-C2 PSS_TUN_9000/PORT-2-8-C2 DSR | PSS_BAR_9148/PORT-2-7-C2 PSS_TUN_9000/PORT-2-8-C2 DSR |  | 100GbE | odu4 | MANAGED_PLANE | UNPROTECTED | NA | MANAGED_PLANE | BiDirectional | Up | SUCCESS | 0.101 | 0.0 | PSS_BAR_9148 | 1830 PSS-32 | S5AD400 | PORT-2-7-C2 | PSS_TUN_9000 | 1830 PSS-32 | S5AD400 | PORT-2-8-C2 | Started | Started | Cleared | Cleared | No | No | 2024-12-02 23:34:40 | USER | PSS_TUN_9000/PORT-2-2-LINEOUT-PSS_BAR_9148/PORT-2-2-LINEIN | PSS_TUN_9000 PSS_BAR_9148 | PSS_BAR_9148/PORT-2-7-L1/PSC-33-1-B1/OS PSS_TUN_9000/PORT-2-8-L1/PSC-30-1-B1/OS |  |  |  | PSS_TUN_9000/PORT-2-8-L1 PSS_BAR_9148/PORT-2-7-L1 OTSIG TUNNEL
10336 | PSS_TUN_9002/PORT-2-3-C2 PSS_TUN_9000/PORT-1-12-C2 DSR | PSS_TUN_9002/PORT-2-3-C2 PSS_TUN_9000/PORT-1-12-C2 DSR |  | 100GbE | odu4 | MANAGED_PLANE | UNPROTECTED | NA | MANAGED_PLANE | BiDirectional | Up | SUCCESS | 0.093 | 0.0 | PSS_TUN_9002 | 1830 PSS-32 | S5AD400 | PORT-2-3-C2 | PSS_TUN_9000 | 1830 PSS-32 | S5AD400 | PORT-1-12-C2 | Started | Started | Cleared | Cleared | No | No | 2024-12-03 00:24:08 | USER | PSS_TUN_9000/PORT-1-2-LINEOUT-PSS_TUN_9002/PORT-1-2-LINEIN | PSS_TUN_9000 PSS_TUN_9002 | PSS_TUN_9002/PORT-2-3-L1/PSC-31-1-A3/OS PSS_TUN_9000/PORT-1-12-L1/PSC-30-1-A1/OS |  |  |  | PSS_TUN_9000/PORT-1-12-L1 PSS_TUN_9002/PORT-2-3-L1 OTSIG TUNNEL
10359 | PSS_SFX_9015/PORT-1-4-C3 PSS_BAR_9148/PORT-1-6-C3 DSR | PSS_SFX_9015/PORT-1-4-C3 PSS_BAR_9148/PORT-1-6-C3 DSR |  | 100GbE | odu4 | MANAGED_PLANE | UNPROTECTED | NA | MANAGED_PLANE | BiDirectional | Up | NOT SUPPORTED | 0.0 | 0.0 | PSS_SFX_9015 | 1830 PSS-32 | S4X400 | PORT-1-4-C3 | PSS_BAR_9148 | 1830 PSS-32 | S4X400 | PORT-1-6-C3 | Started | Started | Cleared | Cleared | No | No | 2024-12-04 00:33:47 | USER | PSS_SOS_9189/PORT-1-10-LINEOUT-PSS_MAH_9448/PORT-1-2-LINEIN PSS_MAH_9448/PORT-1-3-LINEOUT-PSS_SFX_9015/PORT-1-2-LINEIN PSS_BAR_9148/PORT-1-3-LINEOUT-PSS_SOS_9189/RA2P-1-2-LINEIN | PSS_SOS_9189 PSS_MAH_9448 PSS_SFX_9015 PSS_BAR_9148 | PSS_BAR_9148/PORT-1-6-L1/PSC-33-1-A1/OS PSS_SFX_9015/PORT-1-4-L1/PSC-35-1-A1/OS |  |  |  | PSS_BAR_9148/PORT-1-6-L1 PSS_SFX_9015/PORT-1-4-L1 OTSIG TUNNEL
10404 | PSS_BAR_9148/PORT-2-8-C2 PSS_TUN_9002/PORT-1-17-C2 DSR | PSS_BAR_9148/PORT-2-8-C2 PSS_TUN_9002/PORT-1-17-C2 DSR |  | 100GbE | odu4 | MANAGED_PLANE | UNPROTECTED | NA | MANAGED_PLANE | BiDirectional | Up | SUCCESS | 0.181 | 0.0 | PSS_BAR_9148 | 1830 PSS-32 | S5AD400 | PORT-2-8-C2 | PSS_TUN_9002 | 1830 PSS-32 | S5AD400 | PORT-1-17-C2 | Started | Started | Cleared | Cleared | No | No | 2024-12-04 21:36:13 | USER | PSS_TUN_9000/PORT-1-2-LINEOUT-PSS_TUN_9002/PORT-1-2-LINEIN PSS_TUN_9000/PORT-2-2-LINEOUT-PSS_BAR_9148/PORT-2-2-LINEIN | PSS_TUN_9000 PSS_TUN_9002 PSS_BAR_9148 | PSS_BAR_9148/PORT-2-8-L1/PSC-33-1-B2/OS PSS_TUN_9002/PORT-1-17-L1/PSC-31-1-A2/OS |  |  |  | PSS_BAR_9148/PORT-2-8-L1 PSS_TUN_9002/PORT-1-17-L1 OTSIG TUNNEL
10407 | PSS_BAR_9148/PORT-4-13-C2 PSS_TUN_9002/PORT-2-4-C2 DSR | PSS_BAR_9148/PORT-4-13-C2 PSS_TUN_9002/PORT-2-4-C2 DSR |  | 100GbE | odu4 | MANAGED_PLANE | UNPROTECTED | NA | MANAGED_PLANE | BiDirectional | Up | SUCCESS | 0.141 | 0.0 | PSS_BAR_9148 | 1830 PSS-32 | S5AD400 | PORT-4-13-C2 | PSS_TUN_9002 | 1830 PSS-32 | S5AD400 | PORT-2-4-C2 | Started | Started | Cleared | Cleared | No | No | 2024-12-04 21:40:10 | USER | PSS_TUN_9002/PORT-2-2-LINEOUT-PSS_BAR_9148/PORT-4-2-LINEIN | PSS_TUN_9002 PSS_BAR_9148 | PSS_TUN_9002/PORT-2-4-L1/PSC-31-1-B1/OS PSS_BAR_9148/PORT-4-13-L1/PSC-34-1-A1/OS |  |  |  | PSS_BAR_9148/PORT-4-13-L1 PSS_TUN_9002/PORT-2-4-L1 OTSIG TUNNEL
10410 | PSS_BAR_9148/PORT-4-13-C3 PSS_TUN_9002/PORT-2-4-C3 DSR | PSS_BAR_9148/PORT-4-13-C3 PSS_TUN_9002/PORT-2-4-C3 DSR |  | 100GbE | odu4 | MANAGED_PLANE | UNPROTECTED | NA | MANAGED_PLANE | BiDirectional | Up | SUCCESS | 0.141 | 0.0 | PSS_BAR_9148 | 1830 PSS-32 | S5AD400 | PORT-4-13-C3 | PSS_TUN_9002 | 1830 PSS-32 | S5AD400 | PORT-2-4-C3 | Started | Started | Cleared | Cleared | No | No | 2024-12-04 21:43:10 | USER | PSS_TUN_9002/PORT-2-2-LINEOUT-PSS_BAR_9148/PORT-4-2-LINEIN | PSS_TUN_9002 PSS_BAR_9148 | PSS_TUN_9002/PORT-2-4-L1/PSC-31-1-B1/OS PSS_BAR_9148/PORT-4-13-L1/PSC-34-1-A1/OS |  |  |  | PSS_BAR_9148/PORT-4-13-L1 PSS_TUN_9002/PORT-2-4-L1 OTSIG TUNNEL
10413 | PSS_BAR_9148/PORT-1-6-C1 PSS_SFX_9015/PORT-1-4-C1 DSR | PSS_BAR_9148/PORT-1-6-C1 PSS_SFX_9015/PORT-1-4-C1 DSR |  | 100GbE | odu4 | MANAGED_PLANE | UNPROTECTED | NA | MANAGED_PLANE | BiDirectional | Up | NOT SUPPORTED | 0.0 | 0.0 | PSS_BAR_9148 | 1830 PSS-32 | S4X400 | PORT-1-6-C1 | PSS_SFX_9015 | 1830 PSS-32 | S4X400 | PORT-1-4-C1 | Started | Started | Cleared | Cleared | No | No | 2024-12-04 22:06:34 | USER | PSS_SOS_9189/PORT-1-10-LINEOUT-PSS_MAH_9448/PORT-1-2-LINEIN PSS_MAH_9448/PORT-1-3-LINEOUT-PSS_SFX_9015/PORT-1-2-LINEIN PSS_BAR_9148/PORT-1-3-LINEOUT-PSS_SOS_9189/RA2P-1-2-LINEIN | PSS_SOS_9189 PSS_MAH_9448 PSS_SFX_9015 PSS_BAR_9148 | PSS_BAR_9148/PORT-1-6-L1/PSC-33-1-A1/OS PSS_SFX_9015/PORT-1-4-L1/PSC-35-1-A1/OS |  |  |  | PSS_BAR_9148/PORT-1-6-L1 PSS_SFX_9015/PORT-1-4-L1 OTSIG TUNNEL
10416 | PSS_BAR_9148/PORT-1-6-C2 PSS_SFX_9015/PORT-1-4-C2 DSR | PSS_BAR_9148/PORT-1-6-C2 PSS_SFX_9015/PORT-1-4-C2 DSR |  | 100GbE | odu4 | MANAGED_PLANE | UNPROTECTED | NA | MANAGED_PLANE | BiDirectional | Up | NOT SUPPORTED | 0.0 | 0.0 | PSS_BAR_9148 | 1830 PSS-32 | S4X400 | PORT-1-6-C2 | PSS_SFX_9015 | 1830 PSS-32 | S4X400 | PORT-1-4-C2 | Started | Started | Cleared | Cleared | No | No | 2024-12-04 22:07:41 | USER | PSS_SOS_9189/PORT-1-10-LINEOUT-PSS_MAH_9448/PORT-1-2-LINEIN PSS_MAH_9448/PORT-1-3-LINEOUT-PSS_SFX_9015/PORT-1-2-LINEIN PSS_BAR_9148/PORT-1-3-LINEOUT-PSS_SOS_9189/RA2P-1-2-LINEIN | PSS_SOS_9189 PSS_MAH_9448 PSS_SFX_9015 PSS_BAR_9148 | PSS_BAR_9148/PORT-1-6-L1/PSC-33-1-A1/OS PSS_SFX_9015/PORT-1-4-L1/PSC-35-1-A1/OS |  |  |  | PSS_BAR_9148/PORT-1-6-L1 PSS_SFX_9015/PORT-1-4-L1 OTSIG TUNNEL
10427 | PSS_SOS_9189/OTUODU4-1-31-1 PSS_SFX_9015/OTUODU4-1-13-1 ODU4 ODU4:1 DSR:1 | PSS_SOS_9189/OTUODU4-1-31-1 PSS_SFX_9015/OTUODU4-1-13-1 ODU4 ODU4:1 DSR:1 |  | 100GbE | odu4 | MANAGED_PLANE | UNPROTECTED | NA | MANAGED_PLANE | BiDirectional | Up | NOT SUPPORTED | 0.0 | 0.0 | PSS_SFX_9015 | 1830 PSS-32 | S2AD200 | S2AD200-1-13-C1 | PSS_SOS_9189 | 1830 PSS-32 | S2AD200 | S2AD200-1-31-C1 | Started | Started | Minor | Minor | No | No | 2024-12-05 20:17:24 | SYSTEM | PSS_SOS_9189/PORT-1-10-LINEOUT-PSS_MAH_9448/PORT-1-2-LINEIN PSS_MAH_9448/PORT-1-3-LINEOUT-PSS_SFX_9015/PORT-1-2-LINEIN | PSS_SOS_9189 PSS_MAH_9448 PSS_SFX_9015 | PSS_SOS_9189/PSC-29-1-B2/S2AD200-1-31-L1/OS PSS_SFX_9015/S2AD200-1-13-L1/SFD-32-1-9220/OS |  |  |  | PSS_SOS_9189/OTUODU4-1-31-1 PSS_SFX_9015/OTUODU4-1-13-1 ODU4 OTU4#1
10497 | 1/OTU2/Tozeur/Gabes:3 ODU2:1 DSR:1 | 1/OTU2/Tozeur/Gabes:3 ODU2:1 DSR:1 |  | 10GbE | odu2 | NA | UNPROTECTED | NA | MANAGED_PLANE | BiDirectional | Up | NOT COMPUTED | 0.0 | 0.0 | PSS_GAB_9026 | 1830 PSS-32 | 11QPA4 | 11QPA4-3-17-C3 | PSS_TOZ_9091 | 1830 PSS-32 | 11QPA4 | 11QPA4-1-15-C3 | Started | Started | Warning | Warning | No | No | 2024-12-06 04:07:25 | SYSTEM_NOTIF | PSS_TOZ_9091/A2325A-1-6-LINE-PSS_KEB_9121/A2325A-1-2-LINE PSS_GAB_9488/PORT-1-7-LINEOUT-PSS_GAB_9026/A2325A-3-2-LINE PSS_GAB_9488/PORT-1-2-LINEOUT-PSS_KEB_9121/A2325A-1-6-LINE | PSS_KEB_9121 PSS_TOZ_9091 PSS_GAB_9488 PSS_GAB_9026 | PSS_TOZ_9091/CWR-1-8-CLS3/11QPA4-1-15-L3/OS PSS_GAB_9026/SFD-32-1-9360/11QPA4-3-17-L3/OS |  |  |  | 1/OTU2/Tozeur/Gabes:3
10498 | 2/OTU2/Tozeur/Gabes:4 ODU2:1 DSR:1 | 2/OTU2/Tozeur/Gabes:4 ODU2:1 DSR:1 |  | 10GbE | odu2 | NA | UNPROTECTED | NA | MANAGED_PLANE | BiDirectional | Up | NOT COMPUTED | 0.0 | 0.0 | PSS_TOZ_9091 | 1830 PSS-32 | 11QPA4 | 11QPA4-1-15-C4 | PSS_GAB_9026 | 1830 PSS-32 | 11QPA4 | 11QPA4-3-17-C4 | Started | Started | Warning | Warning | No | No | 2024-12-06 04:07:25 | SYSTEM_NOTIF | PSS_TOZ_9091/A2325A-1-6-LINE-PSS_KEB_9121/A2325A-1-2-LINE PSS_GAB_9488/PORT-1-7-LINEOUT-PSS_GAB_9026/A2325A-3-2-LINE PSS_GAB_9488/PORT-1-2-LINEOUT-PSS_KEB_9121/A2325A-1-6-LINE | PSS_KEB_9121 PSS_TOZ_9091 PSS_GAB_9488 PSS_GAB_9026 | PSS_TOZ_9091/CWR-1-8-CLS4/11QPA4-1-15-L4/OS PSS_GAB_9026/SFD-32-1-9370/11QPA4-3-17-L4/OS |  |  |  | 2/OTU2/Tozeur/Gabes:4
10499 | 1/OTU2/Djerba/Kebelli:5 ODU2:1 DSR:1 | 1/OTU2/Djerba/Kebelli:5 ODU2:1 DSR:1 |  | 10GbE | odu2 | NA | UNPROTECTED | NA | MANAGED_PLANE | BiDirectional | Down | NOT COMPUTED | 0.0 | 0.0 | PSS_MED_9049 | 1830 PSS-32 | 11QPA4 | 11QPA4-1-16-C1 | PSS_KEB_9121 | 1830 PSS-32 | 11QPA4 | 11QPA4-1-15-C3 | Started | Started | Cleared | Cleared | No | No | 2024-12-06 04:07:26 | SYSTEM_NOTIF | PSS_MED_9049/A2325A-1-3-LINE-PSS_MED_9042/A2325A-1-7-LINE PSS_GAB_9475/IROADM-1-3-LINEOUT-PSS_MED_9042/A2325A-1-3-LINE PSS_GAB_9488/PORT-1-2-LINEOUT-PSS_KEB_9121/A2325A-1-6-LINE PSS_GAB_9488/PORT-1-11-LINEOUT-PSS_GAB_9475/IROADM-1-2-LINEIN | PSS_MED_9042 PSS_MED_9049 PSS_GAB_9475 PSS_GAB_9488 PSS_KEB_9121 | PSS_MED_9049/CWR-1-5-CLS2/11QPA4-1-16-L1/OS PSS_KEB_9121/CWR-1-8-CLS3/11QPA4-1-15-L3/OS |  |  |  | 1/OTU2/Djerba/Kebelli:5
10504 | 2/OTU2/Djerba/Kebelli:10 ODU2:1 DSR:1 | 2/OTU2/Djerba/Kebelli:10 ODU2:1 DSR:1 |  | 10GbE | odu2 | NA | UNPROTECTED | NA | MANAGED_PLANE | BiDirectional | Down | NOT COMPUTED | 0.0 | 0.0 | PSS_MED_9049 | 1830 PSS-32 | 11QPA4 | 11QPA4-1-16-C4 | PSS_KEB_9121 | 1830 PSS-32 | 11QPA4 | 11QPA4-1-13-C1 | Started | Started | Warning | Warning | No | No | 2024-12-06 04:07:48 | SYSTEM_NOTIF | PSS_MED_9049/A2325A-1-3-LINE-PSS_MED_9042/A2325A-1-7-LINE PSS_GAB_9475/IROADM-1-3-LINEOUT-PSS_MED_9042/A2325A-1-3-LINE PSS_GAB_9488/PORT-1-2-LINEOUT-PSS_KEB_9121/A2325A-1-6-LINE PSS_GAB_9488/PORT-1-11-LINEOUT-PSS_GAB_9475/IROADM-1-2-LINEIN | PSS_MED_9042 PSS_MED_9049 PSS_GAB_9475 PSS_GAB_9488 PSS_KEB_9121 | PSS_MED_9049/CWR-1-5-CLS5/11QPA4-1-16-L4/OS PSS_KEB_9121/CWR-1-8-CLS6/11QPA4-1-13-L1/OS |  |  |  | 2/OTU2/Djerba/Kebelli:10
10505 | 2/OTU2/Gabes/Djerba:4 ODU2:1 DSR:1 | 2/OTU2/Gabes/Djerba:4 ODU2:1 DSR:1 |  | 10GbE | odu2 | NA | UNPROTECTED | NA | MANAGED_PLANE | BiDirectional | Down | NOT COMPUTED | 0.0 | 0.0 | PSS_GAB_9026 | 1830 PSS-32 | 11QPA4 | 11QPA4-2-16-C4 | PSS_MED_9049 | 1830 PSS-32 | 11QPA4 | 11QPA4-1-16-C3 | Started | Started | Cleared | Cleared | No | No | 2024-12-06 04:07:49 | SYSTEM_NOTIF | PSS_MED_9049/A2325A-1-3-LINE-PSS_MED_9042/A2325A-1-7-LINE PSS_GAB_9475/IROADM-1-3-LINEOUT-PSS_MED_9042/A2325A-1-3-LINE PSS_GAB_9488/PORT-1-7-LINEOUT-PSS_GAB_9026/A2325A-3-2-LINE PSS_GAB_9488/PORT-1-11-LINEOUT-PSS_GAB_9475/IROADM-1-2-LINEIN | PSS_MED_9042 PSS_MED_9049 PSS_GAB_9475 PSS_GAB_9488 PSS_GAB_9026 | PSS_MED_9049/CWR-1-5-CLS4/11QPA4-1-16-L3/OS PSS_GAB_9026/SFD-32-1-9450/11QPA4-2-16-L4/OS |  |  |  | 2/OTU2/Gabes/Djerba:4
10507 | 1/OTU2/Kebelli/MEDENINE:6 ODU2:1 DSR:1 | 1/OTU2/Kebelli/MEDENINE:6 ODU2:1 DSR:1 |  | 10GbE | odu2 | NA | UNPROTECTED | NA | MANAGED_PLANE | BiDirectional | Down | NOT COMPUTED | 0.0 | 0.0 | PSS_MED_9042 | 1830 PSS-32 | 11QPA4 | 11QPA4-1-15-C2 | PSS_KEB_9121 | 1830 PSS-32 | 11QPA4 | 11QPA4-1-15-C4 | Started | Started | Warning | Warning | No | No | 2024-12-06 04:07:51 | SYSTEM_NOTIF | PSS_GAB_9475/IROADM-1-3-LINEOUT-PSS_MED_9042/A2325A-1-3-LINE PSS_GAB_9488/PORT-1-2-LINEOUT-PSS_KEB_9121/A2325A-1-6-LINE PSS_GAB_9488/PORT-1-11-LINEOUT-PSS_GAB_9475/IROADM-1-2-LINEIN | PSS_GAB_9475 PSS_MED_9042 PSS_GAB_9488 PSS_KEB_9121 | PSS_MED_9042/CWR-1-5-CLS4/11QPA4-1-15-L2/OS PSS_KEB_9121/CWR-1-8-CLS4/11QPA4-1-15-L4/OS |  |  |  | 1/OTU2/Kebelli/MEDENINE:6
10508 | PSS_KEB_9121/11QPA4-1-15-L1-1 PSS_GAB_9026/11QPA4-3-11-_5941:7 ODU2:1 DSR:1 | PSS_KEB_9121/11QPA4-1-15-L1-1 PSS_GAB_9026/11QPA4-3-11-_5941:7 ODU2:1 DSR:1 |  | 10GbE | odu2 | NA | UNPROTECTED | NA | MANAGED_PLANE | BiDirectional | Up | NOT COMPUTED | 0.0 | 0.0 | PSS_KEB_9121 | 1830 PSS-32 | 11QPA4 | 11QPA4-1-15-C1 | PSS_GAB_9026 | 1830 PSS-32 | 11QPA4 | 11QPA4-3-11-C1 | Started | Started | Warning | Warning | No | No | 2024-12-06 04:07:52 | SYSTEM_NOTIF | PSS_GAB_9488/PORT-1-7-LINEOUT-PSS_GAB_9026/A2325A-3-2-LINE PSS_GAB_9488/PORT-1-2-LINEOUT-PSS_KEB_9121/A2325A-1-6-LINE | PSS_GAB_9488 PSS_GAB_9026 PSS_KEB_9121 | PSS_KEB_9121/CWR-1-8-CLS1/11QPA4-1-15-L1/OS PSS_GAB_9026/CWR-3-4-CLS1/11QPA4-3-11-L1/OS |  |  |  | PSS_KEB_9121/11QPA4-1-15-L1-1 PSS_GAB_9026/11QPA4-3-11-_5941:7
10509 | 1/OTU2/Gabes/MEDENINE:3 ODU2:1 DSR:1 | 1/OTU2/Gabes/MEDENINE:3 ODU2:1 DSR:1 |  | 10GbE | odu2 | NA | UNPROTECTED | NA | MANAGED_PLANE | BiDirectional | Down | NOT COMPUTED | 0.0 | 0.0 | PSS_MED_9042 | 1830 PSS-32 | 11QPA4 | 11QPA4-1-15-C1 | PSS_GAB_9026 | 1830 PSS-32 | 11QPA4 | 11QPA4-3-17-C2 | Started | Started | Cleared | Cleared | No | No | 2024-12-06 04:07:55 | SYSTEM_NOTIF | PSS_GAB_9475/IROADM-1-3-LINEOUT-PSS_MED_9042/A2325A-1-3-LINE PSS_GAB_9488/PORT-1-7-LINEOUT-PSS_GAB_9026/A2325A-3-2-LINE PSS_GAB_9488/PORT-1-11-LINEOUT-PSS_GAB_9475/IROADM-1-2-LINEIN | PSS_GAB_9475 PSS_MED_9042 PSS_GAB_9488 PSS_GAB_9026 | PSS_MED_9042/CWR-1-5-CLS3/11QPA4-1-15-L1/OS PSS_GAB_9026/SFD-32-1-9430/11QPA4-3-17-L2/OS |  |  |  | 1/OTU2/Gabes/MEDENINE:3
10517 | 1/OTU2/Gabes/Kebelli:9 ODU2:1 DSR:1 | 1/OTU2/Gabes/Kebelli:9 ODU2:1 DSR:1 |  | 10GbE | odu2 | NA | UNPROTECTED | NA | MANAGED_PLANE | BiDirectional | Up | NOT COMPUTED | 0.0 | 0.0 | PSS_GAB_9026 | 1830 PSS-32 | 11QPA4 | 11QPA4-2-16-C2 | PSS_KEB_9121 | 1830 PSS-32 | 11QPA4 | 11QPA4-1-15-C2 | Started | Started | Warning | Warning | No | No | 2024-12-06 04:08:02 | SYSTEM_NOTIF | PSS_GAB_9488/PORT-1-7-LINEOUT-PSS_GAB_9026/A2325A-3-2-LINE PSS_GAB_9488/PORT-1-2-LINEOUT-PSS_KEB_9121/A2325A-1-6-LINE | PSS_GAB_9488 PSS_GAB_9026 PSS_KEB_9121 | PSS_KEB_9121/CWR-1-8-CLS2/11QPA4-1-15-L2/OS PSS_GAB_9026/SFD-32-1-9440/11QPA4-2-16-L2/OS |  |  |  | 1/OTU2/Gabes/Kebelli:9
10519 | 3/OTU2/Djerba/Gabes:7 ODU2:1 DSR:1 | 3/OTU2/Djerba/Gabes:7 ODU2:1 DSR:1 |  | 10GbE | odu2 | NA | UNPROTECTED | NA | MANAGED_PLANE | BiDirectional | Down | NOT COMPUTED | 0.0 | 0.0 | PSS_MED_9049 | 1830 PSS-32 | 11QPA4 | 11QPA4-1-16-C2 | PSS_GAB_9026 | 1830 PSS-32 | 11QPA4 | 11QPA4-3-14-C2 | Started | Started | Cleared | Cleared | No | No | 2024-12-06 04:08:03 | SYSTEM_NOTIF | PSS_MED_9049/A2325A-1-3-LINE-PSS_MED_9042/A2325A-1-7-LINE PSS_GAB_9475/IROADM-1-3-LINEOUT-PSS_MED_9042/A2325A-1-3-LINE PSS_GAB_9488/PORT-1-7-LINEOUT-PSS_GAB_9026/A2325A-3-2-LINE PSS_GAB_9488/PORT-1-11-LINEOUT-PSS_GAB_9475/IROADM-1-2-LINEIN | PSS_MED_9042 PSS_MED_9049 PSS_GAB_9475 PSS_GAB_9488 PSS_GAB_9026 | PSS_MED_9049/CWR-1-5-CLS3/11QPA4-1-16-L2/OS PSS_GAB_9026/SFD-32-1-9510/11QPA4-3-14-L2/OS |  |  |  | 3/OTU2/Djerba/Gabes:7
10522 | PSS_GAB_9488/11QPA4-1-17-L3-1 PSS_GAB_9475/11QPA4-1-17-_7190:5 ODU2:1 DSR:1 | PSS_GAB_9488/11QPA4-1-17-L3-1 PSS_GAB_9475/11QPA4-1-17-_7190:5 ODU2:1 DSR:1 |  | 10GbE | odu2 | NA | UNPROTECTED | NA | MANAGED_PLANE | BiDirectional | Down | NOT COMPUTED | 0.0 | 0.0 | PSS_GAB_9475 | 1830 PSS-32 | 11QPA4 | 11QPA4-1-17-C2 | PSS_GAB_9488 | 1830 PSS-32 | 11QPA4 | 11QPA4-1-17-C3 | Started | Started | Cleared | Cleared | No | No | 2024-12-06 04:08:05 | SYSTEM_NOTIF | PSS_GAB_9488/PORT-1-11-LINEOUT-PSS_GAB_9475/IROADM-1-2-LINEIN | PSS_GAB_9488 PSS_GAB_9475 | PSS_GAB_9475/SFD-25-1-9480/11QPA4-1-17-L2/OS PSS_GAB_9488/SFD-25-1-9480/11QPA4-1-17-L3/OS |  |  |  | PSS_GAB_9488/11QPA4-1-17-L3-1 PSS_GAB_9475/11QPA4-1-17-_7190:5
10524 | 2/OTU2/MEDENINE/Gabes:6 ODU2:1 DSR:1 | 2/OTU2/MEDENINE/Gabes:6 ODU2:1 DSR:1 |  | 10GbE | odu2 | NA | UNPROTECTED | NA | MANAGED_PLANE | BiDirectional | Down | NOT COMPUTED | 0.0 | 0.0 | PSS_MED_9042 | 1830 PSS-32 | 11QPA4 | 11QPA4-1-15-C3 | PSS_GAB_9026 | 1830 PSS-32 | 11QPA4 | 11QPA4-3-14-C1 | Started | Started | Cleared | Cleared | No | No | 2024-12-06 04:08:07 | SYSTEM_NOTIF | PSS_GAB_9475/IROADM-1-3-LINEOUT-PSS_MED_9042/A2325A-1-3-LINE PSS_GAB_9488/PORT-1-7-LINEOUT-PSS_GAB_9026/A2325A-3-2-LINE PSS_GAB_9488/PORT-1-11-LINEOUT-PSS_GAB_9475/IROADM-1-2-LINEIN | PSS_GAB_9475 PSS_MED_9042 PSS_GAB_9488 PSS_GAB_9026 | PSS_MED_9042/CWR-1-5-CLS1/11QPA4-1-15-L3/OS PSS_GAB_9026/SFD-32-1-9500/11QPA4-3-14-L1/OS |  |  |  | 2/OTU2/MEDENINE/Gabes:6
10526 | 1/OTU2/Hamma/Gabes:2 ODU2:1 DSR:1 | 1/OTU2/Hamma/Gabes:2 ODU2:1 DSR:1 |  | 10GbE | odu2 | NA | UNPROTECTED | NA | MANAGED_PLANE | BiDirectional | Up | NOT COMPUTED | 0.0 | 0.0 | PSS_GAB_9488 | 1830 PSS-32 | 11QPA4 | 11QPA4-1-15-C1 | PSS_GAB_9026 | 1830 PSS-32 | 11QPA4 | 11QPA4-3-17-C1 | Started | Started | Cleared | Cleared | No | No | 2024-12-06 04:08:09 | SYSTEM_NOTIF | PSS_GAB_9488/PORT-1-7-LINEOUT-PSS_GAB_9026/A2325A-3-2-LINE | PSS_GAB_9488 PSS_GAB_9026 | PSS_GAB_9026/SFD-32-1-9420/11QPA4-3-17-L1/OS PSS_GAB_9488/SFD-30-1-9420/11QPA4-1-15-L1/OS |  |  |  | 1/OTU2/Hamma/Gabes:2
10527 | PSS_GAB_9026/11QPA4-3-12-L1 PSS_TOZ_9091/11QPA4-1-15-L1 OTU2:12 ODU2:1 DSR:1 | PSS_GAB_9026/11QPA4-3-12-L1 PSS_TOZ_9091/11QPA4-1-15-L1 OTU2:12 ODU2:1 DSR:1 |  | 10GbE | odu2 | NA | UNPROTECTED | NA | MANAGED_PLANE | BiDirectional | Up | NOT COMPUTED | 0.0 | 0.0 | PSS_GAB_9026 | 1830 PSS-32 | 11QPA4 | 11QPA4-3-12-C1 | PSS_TOZ_9091 | 1830 PSS-32 | 11QPA4 | 11QPA4-1-15-C1 | Started | Started | Cleared | Cleared | No | No | 2024-12-06 04:08:10 | SYSTEM_NOTIF | PSS_TOZ_9091/A2325A-1-6-LINE-PSS_KEB_9121/A2325A-1-2-LINE PSS_GAB_9488/PORT-1-7-LINEOUT-PSS_GAB_9026/A2325A-3-2-LINE PSS_GAB_9488/PORT-1-2-LINEOUT-PSS_KEB_9121/A2325A-1-6-LINE | PSS_KEB_9121 PSS_TOZ_9091 PSS_GAB_9488 PSS_GAB_9026 | PSS_GAB_9026/SFD-32-1-9600/11QPA4-3-12-L1/OS PSS_TOZ_9091/CWR-1-8-CLS7/11QPA4-1-15-L1/OS |  |  |  | PSS_GAB_9026/11QPA4-3-12-L1 PSS_TOZ_9091/11QPA4-1-15-L1 OTU2:12
10528 | PSS_GAB_9026/S13X100-3-9-C32 PSS_KEB_912_6546 DSR:1 | PSS_GAB_9026/S13X100-3-9-C32 PSS_KEB_912_6546 DSR:1 |  | 100GbE | odu4 | MANAGED_PLANE | UNPROTECTED | NA | MANAGED_PLANE | BiDirectional | Up | NOTAVAILABLE | 0.0 | 0.0 | PSS_GAB_9026 | 1830 PSS-32 | S13X100 | S13X100-3-9-C32 | PSS_KEB_9121 | 1830 PSS-32 | S13X100 | S13X100-1-14-C32 | Started | Started | Cleared | Cleared | No | No | 2024-12-06 04:08:11 | SYSTEM | PSS_GAB_9488/PORT-1-7-LINEOUT-PSS_GAB_9026/A2325A-3-2-LINE PSS_GAB_9488/PORT-1-2-LINEOUT-PSS_KEB_9121/A2325A-1-6-LINE | PSS_GAB_9488 PSS_GAB_9026 PSS_KEB_9121 | PSS_KEB_9121/S13X100-1-14-L1/SFD-30-1-9190/OS PSS_GAB_9026/S13X100-3-9-L1/SFD-32-1-9190/OS |  |  |  | PSS_GAB_9026/OTUODU4-3-9-L1 PSS_KEB_9121/OTUODU4-1-14-L_6542:1
10529 | PSS_GAB_9026/11QPA4-3-12-L4-1 PSS_GAB_9488/11QPA4-1-15_10401:1 ODU2:1 DSR:1 | PSS_GAB_9026/11QPA4-3-12-L4-1 PSS_GAB_9488/11QPA4-1-15_10401:1 ODU2:1 DSR:1 |  | 10GbE | odu2 | NA | UNPROTECTED | NA | MANAGED_PLANE | BiDirectional | Up | NOT COMPUTED | 0.0 | 0.0 | PSS_GAB_9488 | 1830 PSS-32 | 11QPA4 | 11QPA4-1-15-C3 | PSS_GAB_9026 | 1830 PSS-32 | 11QPA4 | 11QPA4-3-12-C4 | Started | Started | Cleared | Cleared | No | No | 2024-12-06 04:08:11 | SYSTEM_NOTIF | PSS_GAB_9488/PORT-1-7-LINEOUT-PSS_GAB_9026/A2325A-3-2-LINE | PSS_GAB_9488 PSS_GAB_9026 | PSS_GAB_9026/SFD-32-1-9320/11QPA4-3-12-L4/OS PSS_GAB_9488/SFD-30-1-9320/11QPA4-1-15-L3/OS |  |  |  | PSS_GAB_9026/11QPA4-3-12-L4-1 PSS_GAB_9488/11QPA4-1-15_10401:1
10543 | PSS_GAB_9488/OTUODU4-1-9-1 PSS_GAB_9026/OTUODU4-3-10-1 ODU4 ODU4:1 DSR:1 | PSS_GAB_9488/OTUODU4-1-9-1 PSS_GAB_9026/OTUODU4-3-10-1 ODU4 ODU4:1 DSR:1 |  | 100GbE | odu4 | MANAGED_PLANE | UNPROTECTED | NA | MANAGED_PLANE | BiDirectional | Up | NOT SUPPORTED | 0.0 | 0.0 | PSS_GAB_9488 | 1830 PSS-32 | S2AD200 | S2AD200-1-9-C1 | PSS_GAB_9026 | 1830 PSS-32 | S2AD200 | S2AD200-3-10-C1 | Started | Started | Cleared | Cleared | No | No | 2024-12-06 04:30:48 | SYSTEM | PSS_GAB_9488/PORT-1-7-LINEOUT-PSS_GAB_9026/A2325A-3-2-LINE | PSS_GAB_9488 PSS_GAB_9026 | PSS_GAB_9026/S2AD200-3-10-L1/SFD-32-1-9210/OS PSS_GAB_9488/S2AD200-1-9-L1/SFD-30-1-9210/OS |  |  |  | PSS_GAB_9488/OTUODU4-1-9-1 PSS_GAB_9026/OTUODU4-3-10-1 ODU4 OTU4#1
10551 | PSS_GAB_9488/OTUODU4-1-27-1 PSS_TOZ_9091/OTUODU4-1-28-1 ODU4 ODU4:1 DSR:1 | PSS_GAB_9488/OTUODU4-1-27-1 PSS_TOZ_9091/OTUODU4-1-28-1 ODU4 ODU4:1 DSR:1 |  | 100GbE | odu4 | MANAGED_PLANE | UNPROTECTED | NA | MANAGED_PLANE | BiDirectional | Up | NOT SUPPORTED | 0.0 | 0.0 | PSS_TOZ_9091 | 1830 PSS-32 | S2AD200 | S2AD200-1-28-C1 | PSS_GAB_9488 | 1830 PSS-32 | S2AD200 | S2AD200-1-27-C1 | Started | Started | Cleared | Cleared | No | No | 2024-12-08 23:08:20 | SYSTEM | PSS_TOZ_9091/A2325A-1-6-LINE-PSS_KEB_9121/A2325A-1-2-LINE PSS_GAB_9488/PORT-1-2-LINEOUT-PSS_KEB_9121/A2325A-1-6-LINE | PSS_KEB_9121 PSS_TOZ_9091 PSS_GAB_9488 | PSS_TOZ_9091/S2AD200-1-28-L1/SFD-31-1-9220/OS PSS_GAB_9488/S2AD200-1-27-L1/SFD-27-1-9220/OS |  |  |  | PSS_GAB_9488/OTUODU4-1-27-1 PSS_TOZ_9091/OTUODU4-1-28-1 ODU4 OTU4#1
10587 | PSS_KAI_9023/11QPA4-1-15-C2 PSS_SOS_9189/S13X100-1-15-C8 DSR | PSS_KAI_9023/11QPA4-1-15-C2 PSS_SOS_9189/S13X100-1-15-C8 DSR |  | 10GbE | odu2 | MANAGED_PLANE | UNPROTECTED | NA | MANAGED_PLANE | BiDirectional | Up | NOTAVAILABLE | 0.67 | 0.0 | PSS_KAI_9023 | 1830 PSS-32 | 11QPA4 | 11QPA4-1-15-C2 | PSS_SOS_9189 | 1830 PSS-32 | S13X100 | S13X100-1-15-C8 | Started | Started | Cleared | Cleared | No | No | 2024-12-10 22:38:26 | USER | PSS_SOS_9004/PORT-1-2-LINEOUT-PSS_SOS_9189/PORT-1-7-LINEIN PSS_SOS_9004/PORT-3-2-LINEOUT-PSS_KAI_9023/AHPHG-1-2-LINE | PSS_SOS_9004 PSS_SOS_9189 PSS_SOS_9004 PSS_KAI_9023 | PSS_SOS_9189/PSC-29-1-A1/S13X100-1-15-L1/OS PSS_SOS_9004/S13X100-2-2-L1/SFD-25-1-9290/OS PSS_SOS_9004/11QPA4-3-15-C1/S13X100-2-2-C8/OS PSS_KAI_9023/CWR-1-4-CLS3/11QPA4-1-15-L2/OS PSS_SOS_9004/SFD-31-1-9560/11QPA4-3-15-L1/OS |  |  |  | PSS_SOS_9004/OTUODU4-2-2-L1 PSS_SOS_9189/OTUODU4-1-15-L1 ODU4 OTU4#1 PSS_SOS_9004/OTU-2-2-C8 PSS_SOS_9004/11QPA4-3-15-C1 OTU2 PSS_KAI_9023/11QPA4-1-15-L2 PSS_SOS_9004/11QPA4-3-15-L1 OTU2
10590 | PSS_TUN_9002/PORT-2-3-C1 PSS_TUN_9000/PORT-1-12-C1 DSR | PSS_TUN_9002/PORT-2-3-C1 PSS_TUN_9000/PORT-1-12-C1 DSR |  | 100GbE | odu4 | MANAGED_PLANE | UNPROTECTED | NA | MANAGED_PLANE | BiDirectional | Up | SUCCESS | 0.092 | 0.0 | PSS_TUN_9002 | 1830 PSS-32 | S5AD400 | PORT-2-3-C1 | PSS_TUN_9000 | 1830 PSS-32 | S5AD400 | PORT-1-12-C1 | Started | Started | Cleared | Cleared | No | No | 2024-12-10 22:52:09 | USER | PSS_TUN_9000/PORT-1-2-LINEOUT-PSS_TUN_9002/PORT-1-2-LINEIN | PSS_TUN_9000 PSS_TUN_9002 | PSS_TUN_9002/PORT-2-3-L1/PSC-31-1-A3/OS PSS_TUN_9000/PORT-1-12-L1/PSC-30-1-A1/OS |  |  |  | PSS_TUN_9000/PORT-1-12-L1 PSS_TUN_9002/PORT-2-3-L1 OTSIG TUNNEL
10593 | PSS_TUN_9002/PORT-1-17-C1 PSS_BAR_9148/PORT-2-8-C1 DSR | PSS_TUN_9002/PORT-1-17-C1 PSS_BAR_9148/PORT-2-8-C1 DSR |  | 100GbE | odu4 | MANAGED_PLANE | UNPROTECTED | NA | MANAGED_PLANE | BiDirectional | Up | SUCCESS | 0.181 | 0.0 | PSS_TUN_9002 | 1830 PSS-32 | S5AD400 | PORT-1-17-C1 | PSS_BAR_9148 | 1830 PSS-32 | S5AD400 | PORT-2-8-C1 | Started | Started | Cleared | Cleared | No | No | 2024-12-10 22:59:34 | USER | PSS_TUN_9000/PORT-1-2-LINEOUT-PSS_TUN_9002/PORT-1-2-LINEIN PSS_TUN_9000/PORT-2-2-LINEOUT-PSS_BAR_9148/PORT-2-2-LINEIN | PSS_TUN_9000 PSS_TUN_9002 PSS_BAR_9148 | PSS_BAR_9148/PORT-2-8-L1/PSC-33-1-B2/OS PSS_TUN_9002/PORT-1-17-L1/PSC-31-1-A2/OS |  |  |  | PSS_BAR_9148/PORT-2-8-L1 PSS_TUN_9002/PORT-1-17-L1 OTSIG TUNNEL
10635 | PSS_SOS_9004/S13X100-2-2-C1 PSS_MAH_9448/S13X100-1-4-C1 DSR | PSS_SOS_9004/S13X100-2-2-C1 PSS_MAH_9448/S13X100-1-4-C1 DSR |  | 10GbE | odu2e | MANAGED_PLANE | UNPROTECTED | NA | MANAGED_PLANE | BiDirectional | Up | NOTAVAILABLE | 0.0 | 0.0 | PSS_SOS_9004 | 1830 PSS-32 | S13X100 | S13X100-2-2-C1 | PSS_MAH_9448 | 1830 PSS-32 | S13X100 | S13X100-1-4-C1 | Started | Started | Cleared | Cleared | No | No | 2024-12-11 21:15:54 | USER | PSS_SOS_9189/PORT-1-10-LINEOUT-PSS_MAH_9448/PORT-1-2-LINEIN PSS_SOS_9004/PORT-1-2-LINEOUT-PSS_SOS_9189/PORT-1-7-LINEIN | PSS_SOS_9189 PSS_MAH_9448 PSS_SOS_9004 PSS_SOS_9189 | PSS_MAH_9448/S13X100-1-4-L1/SFD-27-1-9260/OS PSS_SOS_9189/PSC-29-1-B1/S13X100-1-16-L1/OS PSS_SOS_9189/PSC-29-1-A1/S13X100-1-15-L1/OS PSS_SOS_9004/S13X100-2-2-L1/SFD-25-1-9290/OS PSS_SOS_9189/S13X100-1-15-C1/S13X100-1-16-C1/OS |  |  |  | PSS_SOS_9189/OTUODU4-1-16-L1 PSS_MAH_9448/OTUODU4-1-4-L_7816:1 PSS_SOS_9004/OTUODU4-2-2-L1 PSS_SOS_9189/OTUODU4-1-15-L1 ODU4 OTU4#1 PSS_SOS_9189/OTU-1-15-C1 PSS_SOS_9189/OTU-1-16-C1 OTU2E
10638 | PSS_SOS_9004/S13X100-2-2-C2 PSS_MAH_9448/S13X100-1-4-C2 DSR | PSS_SOS_9004/S13X100-2-2-C2 PSS_MAH_9448/S13X100-1-4-C2 DSR |  | 10GbE | odu2e | MANAGED_PLANE | UNPROTECTED | NA | MANAGED_PLANE | BiDirectional | Up | NOTAVAILABLE | 0.0 | 0.0 | PSS_SOS_9004 | 1830 PSS-32 | S13X100 | S13X100-2-2-C2 | PSS_MAH_9448 | 1830 PSS-32 | S13X100 | S13X100-1-4-C2 | Started | Started | Cleared | Cleared | No | No | 2024-12-11 21:23:17 | USER | PSS_SOS_9189/PORT-1-10-LINEOUT-PSS_MAH_9448/PORT-1-2-LINEIN PSS_SOS_9004/PORT-1-2-LINEOUT-PSS_SOS_9189/PORT-1-7-LINEIN | PSS_SOS_9189 PSS_MAH_9448 PSS_SOS_9004 PSS_SOS_9189 | PSS_MAH_9448/S13X100-1-4-L1/SFD-27-1-9260/OS PSS_SOS_9189/PSC-29-1-B1/S13X100-1-16-L1/OS PSS_SOS_9189/PSC-29-1-A1/S13X100-1-15-L1/OS PSS_SOS_9004/S13X100-2-2-L1/SFD-25-1-9290/OS PSS_SOS_9189/S13X100-1-15-C2/S13X100-1-16-C2/OS |  |  |  | PSS_SOS_9189/OTUODU4-1-16-L1 PSS_MAH_9448/OTUODU4-1-4-L_7816:1 PSS_SOS_9004/OTUODU4-2-2-L1 PSS_SOS_9189/OTUODU4-1-15-L1 ODU4 OTU4#1 PSS_SOS_9189/OTU-1-15-C2 PSS_SOS_9189/OTU-1-16-C2 OTU2E
10641 | PSS_SOS_9004/S13X100-2-2-C3 PSS_MAH_9448/S13X100-1-4-C3 DSR | PSS_SOS_9004/S13X100-2-2-C3 PSS_MAH_9448/S13X100-1-4-C3 DSR |  | 10GbE | odu2e | MANAGED_PLANE | UNPROTECTED | NA | MANAGED_PLANE | BiDirectional | Up | NOTAVAILABLE | 0.0 | 0.0 | PSS_SOS_9004 | 1830 PSS-32 | S13X100 | S13X100-2-2-C3 | PSS_MAH_9448 | 1830 PSS-32 | S13X100 | S13X100-1-4-C3 | Started | Started | Cleared | Cleared | No | No | 2024-12-11 21:25:15 | USER | PSS_SOS_9189/PORT-1-10-LINEOUT-PSS_MAH_9448/PORT-1-2-LINEIN PSS_SOS_9004/PORT-1-2-LINEOUT-PSS_SOS_9189/PORT-1-7-LINEIN | PSS_SOS_9189 PSS_MAH_9448 PSS_SOS_9004 PSS_SOS_9189 | PSS_MAH_9448/S13X100-1-4-L1/SFD-27-1-9260/OS PSS_SOS_9189/PSC-29-1-B1/S13X100-1-16-L1/OS PSS_SOS_9189/PSC-29-1-A1/S13X100-1-15-L1/OS PSS_SOS_9004/S13X100-2-2-L1/SFD-25-1-9290/OS PSS_SOS_9189/S13X100-1-15-C3/S13X100-1-16-C3/OS |  |  |  | PSS_SOS_9189/OTUODU4-1-16-L1 PSS_MAH_9448/OTUODU4-1-4-L_7816:1 PSS_SOS_9004/OTUODU4-2-2-L1 PSS_SOS_9189/OTUODU4-1-15-L1 ODU4 OTU4#1 PSS_SOS_9189/OTU-1-15-C3 PSS_SOS_9189/OTU-1-16-C3 OTU2E
10644 | PSS_SOS_9004/S13X100-2-2-C4 PSS_MAH_9448/S13X100-1-4-C4 DSR | PSS_SOS_9004/S13X100-2-2-C4 PSS_MAH_9448/S13X100-1-4-C4 DSR |  | 10GbE | odu2e | MANAGED_PLANE | UNPROTECTED | NA | MANAGED_PLANE | BiDirectional | Up | NOTAVAILABLE | 0.0 | 0.0 | PSS_SOS_9004 | 1830 PSS-32 | S13X100 | S13X100-2-2-C4 | PSS_MAH_9448 | 1830 PSS-32 | S13X100 | S13X100-1-4-C4 | Started | Started | Cleared | Cleared | No | No | 2024-12-11 21:27:02 | USER | PSS_SOS_9189/PORT-1-10-LINEOUT-PSS_MAH_9448/PORT-1-2-LINEIN PSS_SOS_9004/PORT-1-2-LINEOUT-PSS_SOS_9189/PORT-1-7-LINEIN | PSS_SOS_9189 PSS_MAH_9448 PSS_SOS_9004 PSS_SOS_9189 | PSS_MAH_9448/S13X100-1-4-L1/SFD-27-1-9260/OS PSS_SOS_9189/PSC-29-1-B1/S13X100-1-16-L1/OS PSS_SOS_9189/PSC-29-1-A1/S13X100-1-15-L1/OS PSS_SOS_9004/S13X100-2-2-L1/SFD-25-1-9290/OS PSS_SOS_9189/S13X100-1-15-C4/S13X100-1-16-C4/OS |  |  |  | PSS_SOS_9189/OTUODU4-1-16-L1 PSS_MAH_9448/OTUODU4-1-4-L_7816:1 PSS_SOS_9004/OTUODU4-2-2-L1 PSS_SOS_9189/OTUODU4-1-15-L1 ODU4 OTU4#1 PSS_SOS_9189/OTU-1-15-C4 PSS_SOS_9189/OTU-1-16-C4 OTU2E
10657 | PSS_SOS_9004/OTUODU4-2-16-1 PSS_MAH_9039/OTUODU4-1-28-1 ODU4 ODU4:1 DSR:1 | PSS_SOS_9004/OTUODU4-2-16-1 PSS_MAH_9039/OTUODU4-1-28-1 ODU4 ODU4:1 DSR:1 |  | 100GbE | odu4 | MANAGED_PLANE | UNPROTECTED | NA | MANAGED_PLANE | BiDirectional | Up | NOT SUPPORTED | 0.0 | 0.0 | PSS_SOS_9004 | 1830 PSS-32 | S2AD200 | S2AD200-2-16-C1 | PSS_MAH_9039 | 1830 PSS-32 | S2AD200 | S2AD200-1-28-C1 | Started | Started | Cleared | Cleared | No | No | 2024-12-12 00:54:18 | SYSTEM | PSS_MAH_9039/PORT-1-3-LINEOUT-PSS_SOS_9004/RA2P-2-6-LINEIN | PSS_MAH_9039 PSS_SOS_9004 | PSS_MAH_9039/PSC-31-1-A2/S2AD200-1-28-L1/OS PSS_SOS_9004/S2AD200-2-16-L1/SFD-27-1-9250/OS |  |  |  | PSS_SOS_9004/OTUODU4-2-16-1 PSS_MAH_9039/OTUODU4-1-28-1 ODU4 OTU4#1
10674 | PSS_GAF_9080/11QPA4-1-17-L1-1 PSS_SFX_9015/11QPA4-3-10-_2976 ODU2:1 DSR:1 | PSS_GAF_9080/11QPA4-1-17-L1-1 PSS_SFX_9015/11QPA4-3-10-_2976 ODU2:1 DSR:1 |  | 10GbE | odu2 | NA | UNPROTECTED | NA | MANAGED_PLANE | BiDirectional | Up | NOT SUPPORTED | 0.0 | 0.0 | PSS_SFX_9015 | 1830 PSS-32 | 11QPA4 | 11QPA4-3-10-C1 | PSS_GAF_9080 | 1830 PSS-32 | 11QPA4 | 11QPA4-1-17-C1 | Started | Started | Cleared | Cleared | No | No | 2024-12-12 15:41:36 | SYSTEM | PSS_SFX_9455/A2325A-1-6-LINE-PSS_SBO_9094/A2325A-1-3-LINE PSS_SFX_9015/PORT-3-3-LINEOUT-PSS_SFX_9455/A2325A-1-2-LINE | PSS_SBO_9094 PSS_SFX_9455 PSS_SFX_9015 | PSS_SBO_9094/SFD-29-1-9600/11QPA4-1-11-L2/OS PSS_SFX_9015/SFD-34-1-9600/11QPA4-3-10-L1/OS |  |  |  | PSS_GAF_9080/11QPA4-1-17-L1-1 PSS_SFX_9015/11QPA4-3-10-_2977:24
10675 | PSS_MED_9042/S13X100-1-13-C32 PSS_SFX_90_6537 DSR:1 | PSS_MED_9042/S13X100-1-13-C32 PSS_SFX_90_6537 DSR:1 |  | 100GbE | odu4 | MANAGED_PLANE | UNPROTECTED | NA | MANAGED_PLANE | BiDirectional | Down | NOTAVAILABLE | 0.0 | 0.0 | PSS_MED_9042 | 1830 PSS-32 | S13X100 | S13X100-1-13-C32 | PSS_SFX_9015 | 1830 PSS-32 | S13X100 | S13X100-4-11-C32 | Started | Started | Minor | Minor | No | No | 2024-12-12 15:41:37 | SYSTEM | PSS_GAB_9476/AHPHG-1-6-LINE-PSS_GAB_9026/ALPHG-1-2-LINE PSS_GAB_9475/IROADM-1-3-LINEOUT-PSS_MED_9042/A2325A-1-3-LINE PSS_GAB_9488/PORT-1-7-LINEOUT-PSS_GAB_9026/A2325A-3-2-LINE PSS_GAB_9488/PORT-1-11-LINEOUT-PSS_GAB_9475/IROADM-1-2-LINEIN | PSS_GAB_9026 PSS_GAB_9476 PSS_GAB_9475 PSS_MED_9042 PSS_GAB_9488 | PSS_MED_9042/S13X100-1-13-L1/SFD-29-1-9180/OS PSS_GAB_9476/S13X100-1-14-L1/SFD-30-1-9180/OS |  |  |  | PSS_MED_9042/OTUODU4-1-13-L1 PSS_SFX_9015/OTUODU4-4-11_5671:2
10676 | PSS_MED_9049/S13X100-1-11-C32 PSS_SFX_90_6534 DSR:1 | PSS_MED_9049/S13X100-1-11-C32 PSS_SFX_90_6534 DSR:1 |  | 100GbE | odu4 | MANAGED_PLANE | UNPROTECTED | NA | MANAGED_PLANE | BiDirectional | Down | INVALID | 0.0 | 0.0 | PSS_MED_9049 | 1830 PSS-32 | S13X100 | S13X100-1-11-C32 | PSS_SFX_9015 | 1830 PSS-32 | S13X100 | S13X100-4-12-C32 | Started | Started | Minor | Minor | No | No | 2024-12-12 15:41:38 | SYSTEM | PSS_MED_9049/A2325A-1-3-LINE-PSS_MED_9042/A2325A-1-7-LINE PSS_GAB_9476/AHPHG-1-6-LINE-PSS_GAB_9026/ALPHG-1-2-LINE PSS_GAB_9475/IROADM-1-3-LINEOUT-PSS_MED_9042/A2325A-1-3-LINE PSS_GAB_9488/PORT-1-7-LINEOUT-PSS_GAB_9026/A2325A-3-2-LINE PSS_GAB_9488/PORT-1-11-LINEOUT-PSS_GAB_9475/IROADM-1-2-LINEIN | PSS_MED_9042 PSS_MED_9049 PSS_GAB_9026 PSS_GAB_9476 PSS_GAB_9475 PSS_GAB_9488 | PSS_MED_9049/S13X100-1-11-L1/SFD-27-1-9170/OS PSS_GAB_9476/S13X100-1-12-L1/SFD-30-1-9170/OS |  |  |  | PSS_MED_9049/OTUODU4-1-11-L1 PSS_SFX_9015/OTUODU4-4-12_5695:1
10677 | PSS_TUN_9002/S13X100-3-9-C32 PSS_SFX_901_2828 DSR:1 | PSS_TUN_9002/S13X100-3-9-C32 PSS_SFX_901_2828 DSR:1 |  | 100GbE | odu4 | MANAGED_PLANE | UNPROTECTED | NA | MANAGED_PLANE | BiDirectional | Up | NOTAVAILABLE | 0.0 | 0.0 | PSS_TUN_9002 | 1830 PSS-32 | S13X100 | S13X100-3-9-C32 | PSS_SFX_9015 | 1830 PSS-32 | S13X100 | S13X100-3-9-C32 | Started | Started | Cleared | Cleared | No | No | 2024-12-12 15:41:39 | SYSTEM | PSS_JEN_9084/ALPHG-1-2-LINE-PSS_JEN_9188/AHPHG-1-2-LINE PSS_TUN_9077/A2325A-1-6-LINE-PSS_BEJ_1003/AHPHG-1-2-LINE PSS_JEN_9084/ALPHG-1-6-LINE-PSS_KEF_9058/ALPHG-1-2-LINE PSS_BEJ_9516/ALPHG-1-2-LINE-PSS_BEJ_1003/AHPHG-1-6-LINE PSS_BEJ_9516/ALPHG-1-6-LINE-PSS_JEN_9188/AHPHG-1-6-LINE PSS_KEF_9058/A2325A-2-2-LINE-PSS_KAS_9470/A2325A-1-2-LINE PSS_KAS_9470/AHPLG-1-6-LINE-PSS_KAS_9103/A2325A-2-2-LINE PSS_TUN_9002/PORT-3-2-LINEOUT-PSS_TUN_9077/A2325A-1-2-LINE | PSS_JEN_9188 PSS_JEN_9084 PSS_TUN_9077 PSS_BEJ_9239 PSS_KEF_9058 PSS_BEJ_9245 PSS_KAS_9470 PSS_KAS_9103 PSS_TUN_9002 | PSS_TUN_9002/S13X100-3-9-L1/SFD-26-1-9170/OS PSS_KAS_9103/SFD-31-1-9170/S13X100-2-9-L1/OS |  |  |  | PSS_TUN_9002/OTUODU4-3-9-L1 PSS_SFX_9015/OTUODU4-3-9-L_2442:1
10679 | PSS_TUN_9002/S13X100-3-16-C32 PSS_SFX_90_5433 DSR:1 | PSS_TUN_9002/S13X100-3-16-C32 PSS_SFX_90_5433 DSR:1 |  | 100GbE | odu4 | MANAGED_PLANE | UNPROTECTED | NA | MANAGED_PLANE | BiDirectional | Up | NOTAVAILABLE | 0.0 | 0.0 | PSS_TUN_9002 | 1830 PSS-32 | S13X100 | S13X100-3-16-C32 | PSS_SFX_9015 | 1830 PSS-32 | S13X100 | S13X100-3-13-C32 | Started | Started | Cleared | Cleared | No | No | 2024-12-12 15:41:40 | SYSTEM | PSS_JEN_9084/ALPHG-1-2-LINE-PSS_JEN_9188/AHPHG-1-2-LINE PSS_TUN_9077/A2325A-1-6-LINE-PSS_BEJ_1003/AHPHG-1-2-LINE PSS_JEN_9084/ALPHG-1-6-LINE-PSS_KEF_9058/ALPHG-1-2-LINE PSS_BEJ_9516/ALPHG-1-2-LINE-PSS_BEJ_1003/AHPHG-1-6-LINE PSS_BEJ_9516/ALPHG-1-6-LINE-PSS_JEN_9188/AHPHG-1-6-LINE PSS_KEF_9058/A2325A-2-2-LINE-PSS_KAS_9470/A2325A-1-2-LINE PSS_KAS_9470/AHPLG-1-6-LINE-PSS_KAS_9103/A2325A-2-2-LINE PSS_TUN_9002/PORT-3-2-LINEOUT-PSS_TUN_9077/A2325A-1-2-LINE | PSS_JEN_9188 PSS_JEN_9084 PSS_TUN_9077 PSS_BEJ_9239 PSS_KEF_9058 PSS_BEJ_9245 PSS_KAS_9470 PSS_KAS_9103 PSS_TUN_9002 | PSS_TUN_9002/S13X100-3-16-L1/SFD-26-1-9190/OS PSS_KAS_9103/S13X100-1-13-L1/SFD-31-1-9190/OS |  |  |  | PSS_TUN_9002/OTUODU4-3-16-L1 PSS_SFX_9015/OTUODU4-3-13_4682:3
10681 | PSS_TUN_9002/S13X100-3-8-C32 PSS_SFX_901_2825 DSR:1 | PSS_TUN_9002/S13X100-3-8-C32 PSS_SFX_901_2825 DSR:1 |  | 100GbE | odu4 | MANAGED_PLANE | UNPROTECTED | NA | MANAGED_PLANE | BiDirectional | Up | NOTAVAILABLE | 0.0 | 0.0 | PSS_TUN_9002 | 1830 PSS-32 | S13X100 | S13X100-3-8-C32 | PSS_SFX_9015 | 1830 PSS-32 | S13X100 | S13X100-3-8-C32 | Started | Started | Cleared | Cleared | No | No | 2024-12-12 15:41:42 | SYSTEM | PSS_JEN_9084/ALPHG-1-2-LINE-PSS_JEN_9188/AHPHG-1-2-LINE PSS_TUN_9077/A2325A-1-6-LINE-PSS_BEJ_1003/AHPHG-1-2-LINE PSS_JEN_9084/ALPHG-1-6-LINE-PSS_KEF_9058/ALPHG-1-2-LINE PSS_BEJ_9516/ALPHG-1-2-LINE-PSS_BEJ_1003/AHPHG-1-6-LINE PSS_BEJ_9516/ALPHG-1-6-LINE-PSS_JEN_9188/AHPHG-1-6-LINE PSS_KEF_9058/A2325A-2-2-LINE-PSS_KAS_9470/A2325A-1-2-LINE PSS_KAS_9470/AHPLG-1-6-LINE-PSS_KAS_9103/A2325A-2-2-LINE PSS_TUN_9002/PORT-3-2-LINEOUT-PSS_TUN_9077/A2325A-1-2-LINE | PSS_JEN_9188 PSS_JEN_9084 PSS_TUN_9077 PSS_BEJ_9239 PSS_KEF_9058 PSS_BEJ_9245 PSS_KAS_9470 PSS_KAS_9103 PSS_TUN_9002 | PSS_TUN_9002/S13X100-3-8-L1/SFD-26-1-9180/OS PSS_KAS_9103/SFD-31-1-9180/S13X100-2-13-L1/OS |  |  |  | PSS_TUN_9002/OTUODU4-3-8-L1 PSS_SFX_9015/OTUODU4-3-8-L_2475:2
10683 | PSS_SFX_9015/S13X100-3-12-C32 PSS_GAB_90_5542 DSR:1 | PSS_SFX_9015/S13X100-3-12-C32 PSS_GAB_90_5542 DSR:1 |  | 100GbE | odu4 | MANAGED_PLANE | UNPROTECTED | NA | MANAGED_PLANE | BiDirectional | Up | NOTAVAILABLE | 0.0 | 0.0 | PSS_SFX_9015 | 1830 PSS-32 | S13X100 | S13X100-3-12-C32 | PSS_GAB_9026 | 1830 PSS-32 | S13X100 | S13X100-3-13-C32 | Started | Started | Cleared | Cleared | No | No | 2024-12-12 15:41:44 | SYSTEM | PSS_TOZ_9091/A2325A-1-6-LINE-PSS_KEB_9121/A2325A-1-2-LINE PSS_GAF_9080/ALPHG-1-6-LINE-PSS_TOZ_9091/ALPHG-1-2-LINE PSS_GAB_9488/PORT-1-7-LINEOUT-PSS_GAB_9026/A2325A-3-2-LINE PSS_GAB_9488/PORT-1-2-LINEOUT-PSS_KEB_9121/A2325A-1-6-LINE | PSS_KEB_9121 PSS_TOZ_9091 PSS_GAF_9080 PSS_GAB_9488 PSS_GAB_9026 | PSS_GAF_9080/SFD-31-1-9200/S13X100-1-11-L1/OS PSS_GAB_9026/S13X100-3-13-L1/SFD-32-1-9200/OS |  |  |  | PSS_SFX_9015/OTUODU4-3-12-L1 PSS_GAB_9026/OTUODU4-3-13_4783:2
10698 | Groom_STM16_SFX_SOS9004 | Groom_STM16_SFX_SOS9004 |  | STM-16 | odu1 | MANAGED_PLANE | UNPROTECTED | NA | MANAGED_PLANE | BiDirectional | Up | INVALID | 0.0 | 0.0 | PSS_SFX_9015 | 1830 PSS-32 | 8P20 | 8P20-1-17-C5 | PSS_SOS_9004 | 1830 PSS-32 | 8P20 | 8P20-1-34-C5 | Started | Started | Cleared | Cleared | No | No | 2024-12-12 23:36:53 | USER | PSS_SOS_9189/PORT-1-10-LINEOUT-PSS_MAH_9448/PORT-1-2-LINEIN PSS_MAH_9448/PORT-1-3-LINEOUT-PSS_SFX_9015/PORT-1-2-LINEIN PSS_SOS_9004/PORT-1-2-LINEOUT-PSS_SOS_9189/PORT-1-7-LINEIN | PSS_SOS_9189 PSS_MAH_9448 PSS_MAH_9448 PSS_SFX_9015 PSS_SOS_9004 PSS_SOS_9189 | PSS_MAH_9448/S13X100-1-4-L1/SFD-27-1-9260/OS PSS_SOS_9189/PSC-29-1-B1/S13X100-1-16-L1/OS PSS_MAH_9448/PSC-29-1-A1/S13X100-1-16-L1/OS PSS_SFX_9015/S13X100-1-6-L1/SFD-32-1-9270/OS PSS_SFX_9015/8P20-1-17-L1/S13X100-1-6-C5/OS PSS_MAH_9448/S13X100-1-16-C5/S13X100-1-4-C5/OS PSS_SOS_9189/S13X100-1-15-C5/S13X100-1-16-C5/OS PSS_SOS_9189/PSC-29-1-A1/S13X100-1-15-L1/OS PSS_SOS_9004/S13X100-2-2-L1/SFD-25-1-9290/OS PSS_SOS_9004/8P20-1-34-L2/S13X100-2-2-C5/OS |  |  |  | PSS_SOS_9189/OTUODU4-1-16-L1 PSS_MAH_9448/OTUODU4-1-4-L_7816:1 PSS_SFX_9015/OTUODU4-1-6-L1 PSS_MAH_9448/OTUODU4-1-16-L_7709:2 PSS_SFX_9015/OTU-1-17-L1 PSS_SFX_9015/OTU-1-6-C5 OTU2 PSS_MAH_9448/OTU-1-16-C5 PSS_MAH_9448/OTU-1-4-C5 OTU2 PSS_SOS_9189/OTU-1-16-C5 PSS_SOS_9189/OTU-1-15-C5 OTU2 PSS_SOS_9004/OTUODU4-2-2-L1 PSS_SOS_9189/OTUODU4-1-15-L1 ODU4 OTU4#1 PSS_SOS_9004/OTU-2-2-C5 PSS_SOS_9004/OTU-1-34-L2 OTU2
10701 | PSS_SFX_9015/PORT-1-5-C1 PSS_SOS_9004/PORT-1-4-C1 DSR | PSS_SFX_9015/PORT-1-5-C1 PSS_SOS_9004/PORT-1-4-C1 DSR |  | 100GbE | odu4 | MANAGED_PLANE | UNPROTECTED | NA | MANAGED_PLANE | BiDirectional | Up | NOT SUPPORTED | 0.0 | 0.0 | PSS_SFX_9015 | 1830 PSS-32 | S4X400 | PORT-1-5-C1 | PSS_SOS_9004 | 1830 PSS-32 | S4X400 | PORT-1-4-C1 | Started | Started | Cleared | Cleared | No | No | 2024-12-12 23:41:26 | USER | PSS_SOS_9189/PORT-1-10-LINEOUT-PSS_MAH_9448/PORT-1-2-LINEIN PSS_MAH_9448/PORT-1-3-LINEOUT-PSS_SFX_9015/PORT-1-2-LINEIN PSS_SOS_9004/PORT-1-2-LINEOUT-PSS_SOS_9189/PORT-1-7-LINEIN | PSS_SOS_9189 PSS_MAH_9448 PSS_SFX_9015 PSS_SOS_9004 | PSS_SOS_9004/PORT-1-4-L1/PSC-35-1-A2/OS PSS_SFX_9015/PORT-1-5-L1/PSC-35-1-A2/OS |  |  |  | PSS_SOS_9004/PORT-1-4-L1 PSS_SFX_9015/PORT-1-5-L1 OTSIG TUNNEL
10710 | PSS_SFX_9015/S13X100-3-4-C32 PSS_TUN_9002/S13X100-3-7-C32 DSR | PSS_SFX_9015/S13X100-3-4-C32 PSS_TUN_9002/S13X100-3-7-C32 DSR |  | 100GbE | odu4 | MANAGED_PLANE | UNPROTECTED | NA | MANAGED_PLANE | BiDirectional | Up | NOTAVAILABLE | 0.0 | 0.0 | PSS_SFX_9015 | 1830 PSS-32 | S13X100 | S13X100-3-4-C32 | PSS_TUN_9002 | 1830 PSS-32 | S13X100 | S13X100-3-7-C32 | Started | Started | Cleared | Cleared | No | No | 2024-12-13 00:40:32 | USER | PSS_JEN_9084/ALPHG-1-2-LINE-PSS_JEN_9188/AHPHG-1-2-LINE PSS_TUN_9077/A2325A-1-6-LINE-PSS_BEJ_1003/AHPHG-1-2-LINE PSS_JEN_9084/ALPHG-1-6-LINE-PSS_KEF_9058/ALPHG-1-2-LINE PSS_BEJ_9516/ALPHG-1-2-LINE-PSS_BEJ_1003/AHPHG-1-6-LINE PSS_BEJ_9516/ALPHG-1-6-LINE-PSS_JEN_9188/AHPHG-1-6-LINE PSS_KEF_9058/A2325A-2-2-LINE-PSS_KAS_9470/A2325A-1-2-LINE PSS_KAS_9470/AHPLG-1-6-LINE-PSS_KAS_9103/A2325A-2-2-LINE PSS_TUN_9002/PORT-3-2-LINEOUT-PSS_TUN_9077/A2325A-1-2-LINE | PSS_JEN_9188 PSS_JEN_9084 PSS_TUN_9077 PSS_BEJ_9239 PSS_KEF_9058 PSS_BEJ_9245 PSS_KAS_9470 PSS_KAS_9103 PSS_TUN_9002 | PSS_KAS_9103/S13X100-2-16-L1/SFD-31-1-9230/OS PSS_TUN_9002/S13X100-3-7-L1/SFD-26-1-9230/OS |  |  |  | PSS_TUN_9002/OTUODU4-3-7-L1 PSS_SFX_9015/OTUODU4-3-4-L1 ODU4 OTU4#1
10972 | PSS_BAR_9148/S13X100-4-5-C1 PSS_NAB_9191/S13X100-1-12-C1 DSR | PSS_BAR_9148/S13X100-4-5-C1 PSS_NAB_9191/S13X100-1-12-C1 DSR |  | 10GbE | odu2e | MANAGED_PLANE | UNPROTECTED | NA | MANAGED_PLANE | BiDirectional | Up | NOTAVAILABLE | 0.0 | 0.0 | PSS_BAR_9148 | 1830 PSS-32 | S13X100 | S13X100-4-5-C1 | PSS_NAB_9191 | 1830 PSS-32 | S13X100 | S13X100-1-12-C1 | Started | Started | Cleared | Cleared | No | No | 2024-12-19 02:18:39 | USER | PSS_NAB_9191/PORT-1-6-LINEOUT-PSS_BAR_9148/PORT-5-2-LINEIN | PSS_NAB_9191 PSS_BAR_9148 | PSS_BAR_9148/S13X100-4-5-L1/SFD-31-1-9180/OS PSS_NAB_9191/S13X100-1-12-L1/PSC-28-1-A1/OS |  |  |  | PSS_BAR_9148/OTUODU4-4-5-L1 PSS_NAB_9191/OTUODU4-1-12-L1 ODU4 OTU4#1
10975 | PSS_BAR_9148/S13X100-4-5-C2 PSS_NAB_9191/S13X100-1-12-C2 DSR | PSS_BAR_9148/S13X100-4-5-C2 PSS_NAB_9191/S13X100-1-12-C2 DSR |  | 10GbE | odu2e | MANAGED_PLANE | UNPROTECTED | NA | MANAGED_PLANE | BiDirectional | Up | NOTAVAILABLE | 0.0 | 0.0 | PSS_BAR_9148 | 1830 PSS-32 | S13X100 | S13X100-4-5-C2 | PSS_NAB_9191 | 1830 PSS-32 | S13X100 | S13X100-1-12-C2 | Started | Started | Cleared | Cleared | No | No | 2024-12-19 02:21:02 | USER | PSS_NAB_9191/PORT-1-6-LINEOUT-PSS_BAR_9148/PORT-5-2-LINEIN | PSS_NAB_9191 PSS_BAR_9148 | PSS_BAR_9148/S13X100-4-5-L1/SFD-31-1-9180/OS PSS_NAB_9191/S13X100-1-12-L1/PSC-28-1-A1/OS |  |  |  | PSS_BAR_9148/OTUODU4-4-5-L1 PSS_NAB_9191/OTUODU4-1-12-L1 ODU4 OTU4#1
10978 | PSS_BAR_9148/S13X100-4-5-C3 PSS_NAB_9191/S13X100-1-12-C3 DSR | PSS_BAR_9148/S13X100-4-5-C3 PSS_NAB_9191/S13X100-1-12-C3 DSR |  | 10GbE | odu2e | MANAGED_PLANE | UNPROTECTED | NA | MANAGED_PLANE | BiDirectional | Up | NOTAVAILABLE | 0.0 | 0.0 | PSS_BAR_9148 | 1830 PSS-32 | S13X100 | S13X100-4-5-C3 | PSS_NAB_9191 | 1830 PSS-32 | S13X100 | S13X100-1-12-C3 | Started | Started | Cleared | Cleared | No | No | 2024-12-19 02:22:31 | USER | PSS_NAB_9191/PORT-1-6-LINEOUT-PSS_BAR_9148/PORT-5-2-LINEIN | PSS_NAB_9191 PSS_BAR_9148 | PSS_BAR_9148/S13X100-4-5-L1/SFD-31-1-9180/OS PSS_NAB_9191/S13X100-1-12-L1/PSC-28-1-A1/OS |  |  |  | PSS_BAR_9148/OTUODU4-4-5-L1 PSS_NAB_9191/OTUODU4-1-12-L1 ODU4 OTU4#1
10981 | PSS_BAR_9148/S13X100-5-5-C4 PSS_NAB_9191/S13X100-1-8-C4 DSR | PSS_BAR_9148/S13X100-5-5-C4 PSS_NAB_9191/S13X100-1-8-C4 DSR |  | 10GbE | odu2e | MANAGED_PLANE | UNPROTECTED | NA | MANAGED_PLANE | BiDirectional | Up | NOTAVAILABLE | 0.441 | 0.0 | PSS_BAR_9148 | 1830 PSS-32 | S13X100 | S13X100-5-5-C4 | PSS_NAB_9191 | 1830 PSS-32 | S13X100 | S13X100-1-8-C4 | Started | Started | Cleared | Cleared | No | No | 2024-12-19 02:42:15 | USER | PSS_NAB_9191/PORT-1-6-LINEOUT-PSS_BAR_9148/PORT-5-2-LINEIN | PSS_NAB_9191 PSS_BAR_9148 | PSS_BAR_9148/S13X100-5-5-L1/SFD-31-1-9170/OS PSS_NAB_9191/PSC-28-1-A2/S13X100-1-8-L1/OS |  |  |  | PSS_BAR_9148/OTUODU4-5-5-L1 PSS_NAB_9191/OTUODU4-1-8-L1 ODU4 OTU4#1
10989 | PSS_BAR_9148/S13X100-5-5-C1 PSS_NAB_9191/11QPA4-1-14-C2 DSR | PSS_BAR_9148/S13X100-5-5-C1 PSS_NAB_9191/11QPA4-1-14-C2 DSR |  | 10GbE | odu2 | MANAGED_PLANE | UNPROTECTED | NA | MANAGED_PLANE | BiDirectional | Up | INVALID | 0.0 | 0.0 | PSS_BAR_9148 | 1830 PSS-32 | S13X100 | S13X100-5-5-C1 | PSS_NAB_9191 | 1830 PSS-32 | 11QPA4 | 11QPA4-1-14-C2 | Started | Started | Cleared | Cleared | No | No | 2024-12-19 03:01:04 | USER | PSS_NAB_9191/PORT-1-6-LINEOUT-PSS_BAR_9148/PORT-5-2-LINEIN | PSS_NAB_9191 PSS_BAR_9148 | PSS_BAR_9148/S13X100-5-5-L1/SFD-31-1-9170/OS PSS_NAB_9191/PSC-28-1-A2/S13X100-1-8-L1/OS PSS_NAB_9191/11QPA4-1-14-L2/S13X100-1-8-C1/OS |  |  |  | PSS_BAR_9148/OTUODU4-5-5-L1 PSS_NAB_9191/OTUODU4-1-8-L1 ODU4 OTU4#1 PSS_NAB_9191/11QPA4-1-14-L2 PSS_NAB_9191/OTU-1-8-C1 OTU2
10998 | PSS_BAR_9148/S13X100-5-5-C3 PSS_NAB_9191/11QPA4-1-15-C2 DSR | PSS_BAR_9148/S13X100-5-5-C3 PSS_NAB_9191/11QPA4-1-15-C2 DSR |  | 10GbE | odu2 | MANAGED_PLANE | UNPROTECTED | NA | MANAGED_PLANE | BiDirectional | Up | INVALID | 0.0 | 0.0 | PSS_BAR_9148 | 1830 PSS-32 | S13X100 | S13X100-5-5-C3 | PSS_NAB_9191 | 1830 PSS-32 | 11QPA4 | 11QPA4-1-15-C2 | Started | Started | Cleared | Cleared | No | No | 2024-12-19 03:23:58 | USER | PSS_NAB_9191/PORT-1-6-LINEOUT-PSS_BAR_9148/PORT-5-2-LINEIN | PSS_NAB_9191 PSS_BAR_9148 | PSS_BAR_9148/S13X100-5-5-L1/SFD-31-1-9170/OS PSS_NAB_9191/PSC-28-1-A2/S13X100-1-8-L1/OS PSS_NAB_9191/11QPA4-1-15-L2/S13X100-1-8-C2/OS |  |  |  | PSS_BAR_9148/OTUODU4-5-5-L1 PSS_NAB_9191/OTUODU4-1-8-L1 ODU4 OTU4#1 PSS_NAB_9191/OTU-1-8-C2 PSS_NAB_9191/11QPA4-1-15-L2 OTU2
11003 | PSS_BAR_9148/S13X100-4-5-C4 PSS_NAB_9191/11QPA4-1-14-C1 DSR | PSS_BAR_9148/S13X100-4-5-C4 PSS_NAB_9191/11QPA4-1-14-C1 DSR |  | 10GbE | odu2 | MANAGED_PLANE | UNPROTECTED | NA | MANAGED_PLANE | BiDirectional | Up | INVALID | 0.0 | 0.0 | PSS_BAR_9148 | 1830 PSS-32 | S13X100 | S13X100-4-5-C4 | PSS_NAB_9191 | 1830 PSS-32 | 11QPA4 | 11QPA4-1-14-C1 | Started | Started | Cleared | Cleared | No | No | 2024-12-19 03:31:54 | USER | PSS_NAB_9191/PORT-1-6-LINEOUT-PSS_BAR_9148/PORT-5-2-LINEIN | PSS_NAB_9191 PSS_BAR_9148 | PSS_BAR_9148/S13X100-4-5-L1/SFD-31-1-9180/OS PSS_NAB_9191/S13X100-1-12-L1/PSC-28-1-A1/OS PSS_NAB_9191/11QPA4-1-14-L1/S13X100-1-12-C4/OS |  |  |  | PSS_BAR_9148/OTUODU4-4-5-L1 PSS_NAB_9191/OTUODU4-1-12-L1 ODU4 OTU4#1 PSS_NAB_9191/OTU-1-12-C4 PSS_NAB_9191/11QPA4-1-14-L1 OTU2
11006 | PSS_BAR_9148/S13X100-5-5-C2 PSS_NAB_9191/S13X100-1-8-C3 DSR | PSS_BAR_9148/S13X100-5-5-C2 PSS_NAB_9191/S13X100-1-8-C3 DSR |  | 10GbE | odu2e | MANAGED_PLANE | UNPROTECTED | NA | MANAGED_PLANE | BiDirectional | Up | NOTAVAILABLE | 0.0 | 0.0 | PSS_BAR_9148 | 1830 PSS-32 | S13X100 | S13X100-5-5-C2 | PSS_NAB_9191 | 1830 PSS-32 | S13X100 | S13X100-1-8-C3 | Started | Started | Cleared | Cleared | No | No | 2024-12-19 03:41:12 | USER | PSS_NAB_9191/PORT-1-6-LINEOUT-PSS_BAR_9148/PORT-5-2-LINEIN | PSS_NAB_9191 PSS_BAR_9148 | PSS_BAR_9148/S13X100-5-5-L1/SFD-31-1-9170/OS PSS_NAB_9191/PSC-28-1-A2/S13X100-1-8-L1/OS |  |  |  | PSS_BAR_9148/OTUODU4-5-5-L1 PSS_NAB_9191/OTUODU4-1-8-L1 ODU4 OTU4#1
11014 | PSS_BAR_9148/OTUODU4-5-10-1 PSS_NAB_9191/OTUODU4-1-17-1 ODU4 ODU4:1 DSR:1 | PSS_BAR_9148/OTUODU4-5-10-1 PSS_NAB_9191/OTUODU4-1-17-1 ODU4 ODU4:1 DSR:1 |  | 100GbE | odu4 | MANAGED_PLANE | UNPROTECTED | NA | MANAGED_PLANE | BiDirectional | Up | NOT SUPPORTED | 0.0 | 0.0 | PSS_NAB_9191 | 1830 PSS-32 | S2AD200 | S2AD200-1-17-C1 | PSS_BAR_9148 | 1830 PSS-32 | S2AD200 | S2AD200-5-10-C1 | Started | Started | Cleared | Cleared | No | No | 2024-12-19 04:02:35 | SYSTEM | PSS_NAB_9191/PORT-1-6-LINEOUT-PSS_BAR_9148/PORT-5-2-LINEIN | PSS_NAB_9191 PSS_BAR_9148 | PSS_BAR_9148/S2AD200-5-10-L1/SFD-31-1-9210/OS PSS_NAB_9191/PSC-28-1-A3/S2AD200-1-17-L1/OS |  |  |  | PSS_BAR_9148/OTUODU4-5-10-1 PSS_NAB_9191/OTUODU4-1-17-1 ODU4 OTU4#1
11064 | 1/OTU2/Zaghouane/Mghira:6 ODU2:1 DSR:1 | 1/OTU2/Zaghouane/Mghira:6 ODU2:1 DSR:1 |  | 10GbE | odu2 | NA | UNPROTECTED | NA | MANAGED_PLANE | BiDirectional | Up | NOT COMPUTED | 0.0 | 0.0 | PSS_BAR_9222 | 1830 PSS-32 | 11QPA4 | 11QPA4-2-12-C1 | PSS_ZAG_9111 | 1830 PSS-32 | 11QPA4 | 11QPA4-1-16-C1 | Started | Started | Cleared | Cleared | No | No | 2025-01-08 01:48:43 | SYSTEM_NOTIF | PSS_BAR_9222/PORT-2-5-LINEOUT-PSS_ZAG_9111/ALPHG-1-6-LINE | PSS_BAR_9222 PSS_ZAG_9111 | PSS_ZAG_9111/CWR-1-8-CLS1/11QPA4-1-16-L1/OS PSS_BAR_9222/SFD-31-1-9420/11QPA4-2-12-L1/OS |  |  |  | 1/OTU2/Zaghouane/Mghira:6
11076 | PSS_ZAG_9111/11QPA4-1-16-L2-1 PSS_BAR_9222/11QPA4-2-13-_3426:11 ODU2:1 DSR:1 | PSS_ZAG_9111/11QPA4-1-16-L2-1 PSS_BAR_9222/11QPA4-2-13-_3426:11 ODU2:1 DSR:1 |  | 10GbE | odu2 | NA | UNPROTECTED | NA | MANAGED_PLANE | BiDirectional | Up | NOT COMPUTED | 0.0 | 0.0 | PSS_ZAG_9111 | 1830 PSS-32 | 11QPA4 | 11QPA4-1-16-C2 | PSS_BAR_9222 | 1830 PSS-32 | 11QPA4 | 11QPA4-2-13-C4 | Started | Started | Cleared | Cleared | No | No | 2025-01-08 01:55:00 | SYSTEM_NOTIF | PSS_BAR_9222/PORT-2-5-LINEOUT-PSS_ZAG_9111/ALPHG-1-6-LINE | PSS_BAR_9222 PSS_ZAG_9111 | PSS_BAR_9222/SFD-31-1-9530/11QPA4-2-13-L4/OS PSS_ZAG_9111/CWR-1-8-CLS7/11QPA4-1-16-L2/OS |  |  |  | PSS_ZAG_9111/11QPA4-1-16-L2-1 PSS_BAR_9222/11QPA4-2-13-_3426:11
11077 | 2/ODU2/Mghira/Kef OTU2#1:4 ODU2:1 DSR:1 | 2/ODU2/Mghira/Kef OTU2#1:4 ODU2:1 DSR:1 |  | 10GbE | odu2 | NA | UNPROTECTED | NA | MANAGED_PLANE | BiDirectional | Up | NOT COMPUTED | 0.0 | 0.0 | PSS_KEF_9058 | 1830 PSS-32 | 11QPA4 | 11QPA4-1-15-C3 | PSS_BAR_9222 | 1830 PSS-32 | 11QPA4 | 11QPA4-2-13-C3 | Started | Started | Cleared | Cleared | No | No | 2025-01-08 01:55:01 | SYSTEM_NOTIF | PSS_ZAG_9111/A2325A-1-3-LINE-PSS_ZAG_9450/A2325A-1-6-LINE PSS_KEF_9058/ALPHG-1-6-LINE-PSS_SIL_9059/ALPHG-1-2-LINE PSS_SIL_9059/AHPHG-1-6-LINE-PSS_SIL_9553/AHPHG-1-6-LINE PSS_SIL_9553/AHPHG-1-2-LINE-PSS_SIL_9114/AHPHG-1-6-LINE PSS_ZAG_9450/AHPHG-1-2-LINE-PSS_SIL_9114/AHPHG-1-2-LINE PSS_BAR_9222/PORT-2-5-LINEOUT-PSS_ZAG_9111/ALPHG-1-6-LINE | PSS_ZAG_9111 PSS_ZAG_9450 PSS_KEF_9058 PSS_SIL_9059 PSS_SIL_9553 PSS_SIL_9114 PSS_BAR_9222 | PSS_KEF_9058/CWR-1-8-CLS3/11QPA4-1-15-L3/OS PSS_BAR_9222/SFD-31-1-9370/11QPA4-2-13-L3/OS |  |  |  | 2/ODU2/Mghira/Kef OTU2#1:4
11078 | 1/OTU2/Mghira/Kef:8 ODU2:1 DSR:1 | 1/OTU2/Mghira/Kef:8 ODU2:1 DSR:1 |  | 10GbE | odu2 | NA | UNPROTECTED | NA | MANAGED_PLANE | BiDirectional | Up | NOT COMPUTED | 0.0 | 0.0 | PSS_KEF_9058 | 1830 PSS-32 | 11QPA4 | 11QPA4-1-15-C4 | PSS_BAR_9222 | 1830 PSS-32 | 11QPA4 | 11QPA4-2-12-C3 | Started | Started | Cleared | Cleared | No | No | 2025-01-08 01:55:01 | SYSTEM_NOTIF | PSS_ZAG_9111/A2325A-1-3-LINE-PSS_ZAG_9450/A2325A-1-6-LINE PSS_KEF_9058/ALPHG-1-6-LINE-PSS_SIL_9059/ALPHG-1-2-LINE PSS_SIL_9059/AHPHG-1-6-LINE-PSS_SIL_9553/AHPHG-1-6-LINE PSS_SIL_9553/AHPHG-1-2-LINE-PSS_SIL_9114/AHPHG-1-6-LINE PSS_ZAG_9450/AHPHG-1-2-LINE-PSS_SIL_9114/AHPHG-1-2-LINE PSS_BAR_9222/PORT-2-5-LINEOUT-PSS_ZAG_9111/ALPHG-1-6-LINE | PSS_ZAG_9111 PSS_ZAG_9450 PSS_KEF_9058 PSS_SIL_9059 PSS_SIL_9553 PSS_SIL_9114 PSS_BAR_9222 | PSS_KEF_9058/CWR-1-8-CLS4/11QPA4-1-15-L4/OS PSS_BAR_9222/SFD-31-1-9440/11QPA4-2-12-L3/OS |  |  |  | 1/OTU2/Mghira/Kef:8
11082 | PSS_BAR_9222/S13X100-1-11-C32 PSS_KEF_90_5549:1 DSR:1 | PSS_BAR_9222/S13X100-1-11-C32 PSS_KEF_90_5549:1 DSR:1 |  | 100GbE | odu4 | MANAGED_PLANE | UNPROTECTED | NA | MANAGED_PLANE | BiDirectional | Up | NOTAVAILABLE | -0.001 | -0.001 | PSS_BAR_9222 | 1830 PSS-32 | S13X100 | S13X100-1-11-C32 | PSS_KEF_9058 | 1830 PSS-32 | S13X100 | S13X100-1-13-C32 | Started | Started | Cleared | Cleared | No | No | 2025-01-08 01:55:42 | SYSTEM_NOTIF | PSS_ZAG_9111/A2325A-1-3-LINE-PSS_ZAG_9450/A2325A-1-6-LINE PSS_KEF_9058/ALPHG-1-6-LINE-PSS_SIL_9059/ALPHG-1-2-LINE PSS_SIL_9059/AHPHG-1-6-LINE-PSS_SIL_9553/AHPHG-1-6-LINE PSS_SIL_9553/AHPHG-1-2-LINE-PSS_SIL_9114/AHPHG-1-6-LINE PSS_ZAG_9450/AHPHG-1-2-LINE-PSS_SIL_9114/AHPHG-1-2-LINE PSS_BAR_9222/PORT-2-5-LINEOUT-PSS_ZAG_9111/ALPHG-1-6-LINE | PSS_ZAG_9111 PSS_ZAG_9450 PSS_KEF_9058 PSS_SIL_9059 PSS_SIL_9553 PSS_SIL_9114 PSS_BAR_9222 | PSS_KEF_9058/S13X100-1-13-L1/SFD-33-1-9200/OS PSS_BAR_9222/S13X100-1-11-L1/SFD-31-1-9200/OS |  |  |  | PSS_BAR_9222/OTUODU4-1-11-L1 PSS_KEF_9058/OTUODU4-1-13-_5545:1
11084 | PSS_BAR_9222/S13X100-3-15-C32 PSS_ZAG_91_6439:1 DSR:1 | PSS_BAR_9222/S13X100-3-15-C32 PSS_ZAG_91_6439:1 DSR:1 |  | 100GbE | odu4 | MANAGED_PLANE | UNPROTECTED | NA | MANAGED_PLANE | BiDirectional | Up | INVALID | 0.0 | -0.001 | PSS_BAR_9222 | 1830 PSS-32 | S13X100 | S13X100-3-15-C32 | PSS_ZAG_9111 | 1830 PSS-32 | S13X100 | S13X100-1-13-C32 | Started | Started | Cleared | Cleared | No | No | 2025-01-08 01:55:44 | SYSTEM_NOTIF | PSS_BAR_9222/PORT-2-5-LINEOUT-PSS_ZAG_9111/ALPHG-1-6-LINE | PSS_BAR_9222 PSS_ZAG_9111 | PSS_ZAG_9111/S13X100-1-13-L1/SFD-30-1-9210/OS PSS_BAR_9222/S13X100-3-15-L1/SFD-31-1-9210/OS |  |  |  | PSS_BAR_9222/OTUODU4-3-15-L1 PSS_ZAG_9111/OTUODU4-1-13-_6421:2
11086 | 2/OTU2/Mghira/Kef:13 ODU2:1 DSR:1 | 2/OTU2/Mghira/Kef:13 ODU2:1 DSR:1 |  | 10GbE | odu2 | NA | UNPROTECTED | NA | MANAGED_PLANE | BiDirectional | Up | NOT COMPUTED | 0.0 | 0.0 | PSS_BAR_9222 | 1830 PSS-32 | 11QPA4 | 11QPA4-1-14-C4 | PSS_KEF_9058 | 1830 PSS-32 | 11QPA4 | 11QPA4-2-16-C3 | Started | Started | Cleared | Cleared | No | No | 2025-01-08 01:55:46 | SYSTEM_NOTIF | PSS_ZAG_9111/A2325A-1-3-LINE-PSS_ZAG_9450/A2325A-1-6-LINE PSS_KEF_9058/ALPHG-1-6-LINE-PSS_SIL_9059/ALPHG-1-2-LINE PSS_SIL_9059/AHPHG-1-6-LINE-PSS_SIL_9553/AHPHG-1-6-LINE PSS_SIL_9553/AHPHG-1-2-LINE-PSS_SIL_9114/AHPHG-1-6-LINE PSS_ZAG_9450/AHPHG-1-2-LINE-PSS_SIL_9114/AHPHG-1-2-LINE PSS_BAR_9222/PORT-2-5-LINEOUT-PSS_ZAG_9111/ALPHG-1-6-LINE | PSS_ZAG_9111 PSS_ZAG_9450 PSS_KEF_9058 PSS_SIL_9059 PSS_SIL_9553 PSS_SIL_9114 PSS_BAR_9222 | PSS_KEF_9058/CWR-1-8-CLS6/11QPA4-2-16-L3/OS PSS_BAR_9222/SFD-31-1-9550/11QPA4-1-14-L4/OS |  |  |  | 2/OTU2/Mghira/Kef:13
11090 | PSS_KEF_9058/11QPA4-1-15-L1-1 PSS_BAR_9222/11QPA4-2-14-_4091:12 ODU2:1 DSR:1 | PSS_KEF_9058/11QPA4-1-15-L1-1 PSS_BAR_9222/11QPA4-2-14-_4091:12 ODU2:1 DSR:1 |  | 10GbE | odu2 | NA | UNPROTECTED | NA | MANAGED_PLANE | BiDirectional | Up | NOT COMPUTED | 0.0 | 0.0 | PSS_KEF_9058 | 1830 PSS-32 | 11QPA4 | 11QPA4-1-15-C1 | PSS_BAR_9222 | 1830 PSS-32 | 11QPA4 | 11QPA4-2-14-C1 | Started | Started | Warning | Warning | No | No | 2025-01-08 01:55:55 | SYSTEM_NOTIF | PSS_ZAG_9111/A2325A-1-3-LINE-PSS_ZAG_9450/A2325A-1-6-LINE PSS_KEF_9058/ALPHG-1-6-LINE-PSS_SIL_9059/ALPHG-1-2-LINE PSS_SIL_9059/AHPHG-1-6-LINE-PSS_SIL_9553/AHPHG-1-6-LINE PSS_SIL_9553/AHPHG-1-2-LINE-PSS_SIL_9114/AHPHG-1-6-LINE PSS_ZAG_9450/AHPHG-1-2-LINE-PSS_SIL_9114/AHPHG-1-2-LINE PSS_BAR_9222/PORT-2-5-LINEOUT-PSS_ZAG_9111/ALPHG-1-6-LINE | PSS_ZAG_9111 PSS_ZAG_9450 PSS_KEF_9058 PSS_SIL_9059 PSS_SIL_9553 PSS_SIL_9114 PSS_BAR_9222 | PSS_KEF_9058/CWR-1-8-CLS1/11QPA4-1-15-L1/OS PSS_BAR_9222/SFD-31-1-9540/11QPA4-2-14-L1/OS |  |  |  | PSS_KEF_9058/11QPA4-1-15-L1-1 PSS_BAR_9222/11QPA4-2-14-_4091:12
11092 | 5/OTU2/Zaghouane/Mghira:5 ODU2:1 ODU1:1 DSR:1 | 5/OTU2/Zaghouane/Mghira:5 ODU2:1 ODU1:1 DSR:1 |  | STM-16 | odu1 | MANAGED_PLANE | UNPROTECTED | NA | MANAGED_PLANE | BiDirectional | Up | NOT COMPUTED | 0.0 | 0.0 | PSS_BAR_9222 | 1830 PSS-32 | 11DPM12 | 11DPM12-2-11-C12 | PSS_ZAG_9111 | 1830 PSS-32 | 11DPM12 | 11DPM12-1-17-C9 | Started | Started | Cleared | Cleared | No | No | 2025-01-08 01:56:11 | SYSTEM_NOTIF | PSS_BAR_9222/PORT-2-5-LINEOUT-PSS_ZAG_9111/ALPHG-1-6-LINE | PSS_BAR_9222 PSS_ZAG_9111 | PSS_ZAG_9111/CWR-1-8-CLS5/11DPM12-1-17-L2/OS PSS_BAR_9222/SFD-31-1-9410/11DPM12-2-11-L1/OS |  |  |  | 5/OTU2/Zaghouane/Mghira:5
11138 | 2/ODU4/Charguia/Mghira OTU4#1:1 ODU4:1 ODU2:1 DSR:1 | 2/ODU4/Charguia/Mghira OTU4#1:1 ODU4:1 ODU2:1 DSR:1 |  | FC800 | odu2 | MANAGED_PLANE | UNPROTECTED | NA | MANAGED_PLANE | BiDirectional | Up | NOT COMPUTED | 0.0 | 0.0 | PSS_TUN_9000 | 1830 PSS-32 | 130SCX10 | 130SCX10-1-10-C1 | PSS_BAR_9222 | 1830 PSS-32 | 130SCX10 | 130SCX10-1-9-C1 | Started | Started | Cleared | Cleared | No | No | 2025-01-09 04:13:31 | SYSTEM_NOTIF | PSS_TUN_9000/PORT-1-2-LINEOUT-PSS_TUN_9002/PORT-1-2-LINEIN PSS_BAR_9222/PORT-1-2-LINEOUT-PSS_TUN_9002/PORT-4-2-LINEIN | PSS_TUN_9000 PSS_TUN_9002 PSS_BAR_9222 | PSS_BAR_9222/130SCX10-1-9-L1/SFD-25-1-9170/OS PSS_TUN_9000/130SCX10-1-10-L1/SFD-26-1-9170/OS |  |  |  | 2/ODU4/Charguia/Mghira OTU4#1:1
11140 | 2/ODU4/Charguia/Mghira OTU4#1:1 ODU4:1 ODU2:2 DSR:1 | 2/ODU4/Charguia/Mghira OTU4#1:1 ODU4:1 ODU2:2 DSR:1 |  | FC800 | odu2 | MANAGED_PLANE | UNPROTECTED | NA | MANAGED_PLANE | BiDirectional | Up | NOT COMPUTED | 0.0 | 0.0 | PSS_TUN_9000 | 1830 PSS-32 | 130SCX10 | 130SCX10-1-10-C2 | PSS_BAR_9222 | 1830 PSS-32 | 130SCX10 | 130SCX10-1-9-C2 | Started | Started | Cleared | Cleared | No | No | 2025-01-09 04:13:34 | SYSTEM_NOTIF | PSS_TUN_9000/PORT-1-2-LINEOUT-PSS_TUN_9002/PORT-1-2-LINEIN PSS_BAR_9222/PORT-1-2-LINEOUT-PSS_TUN_9002/PORT-4-2-LINEIN | PSS_TUN_9000 PSS_TUN_9002 PSS_BAR_9222 | PSS_BAR_9222/130SCX10-1-9-L1/SFD-25-1-9170/OS PSS_TUN_9000/130SCX10-1-10-L1/SFD-26-1-9170/OS |  |  |  | 2/ODU4/Charguia/Mghira OTU4#1:1
11142 | 2/ODU4/Charguia/Mghira OTU4#1:1 ODU4:1 ODU2:3 DSR:1 | 2/ODU4/Charguia/Mghira OTU4#1:1 ODU4:1 ODU2:3 DSR:1 |  | FC800 | odu2 | MANAGED_PLANE | UNPROTECTED | NA | MANAGED_PLANE | BiDirectional | Up | NOT COMPUTED | 0.0 | 0.0 | PSS_TUN_9000 | 1830 PSS-32 | 130SCX10 | 130SCX10-1-10-C3 | PSS_BAR_9222 | 1830 PSS-32 | 130SCX10 | 130SCX10-1-9-C3 | Started | Started | Cleared | Cleared | No | No | 2025-01-09 04:13:37 | SYSTEM_NOTIF | PSS_TUN_9000/PORT-1-2-LINEOUT-PSS_TUN_9002/PORT-1-2-LINEIN PSS_BAR_9222/PORT-1-2-LINEOUT-PSS_TUN_9002/PORT-4-2-LINEIN | PSS_TUN_9000 PSS_TUN_9002 PSS_BAR_9222 | PSS_BAR_9222/130SCX10-1-9-L1/SFD-25-1-9170/OS PSS_TUN_9000/130SCX10-1-10-L1/SFD-26-1-9170/OS |  |  |  | 2/ODU4/Charguia/Mghira OTU4#1:1
11143 | 2/ODU4/Charguia/Mghira OTU4#1:1 ODU4:1 ODU2:5 DSR:1 | 2/ODU4/Charguia/Mghira OTU4#1:1 ODU4:1 ODU2:5 DSR:1 |  | 10GbE | odu2e | MANAGED_PLANE | UNPROTECTED | NA | MANAGED_PLANE | BiDirectional | Up | NOT COMPUTED | 0.0 | 0.0 | PSS_TUN_9000 | 1830 PSS-32 | 130SCX10 | 130SCX10-1-10-C6 | PSS_BAR_9222 | 1830 PSS-32 | 130SCX10 | 130SCX10-1-9-C6 | Started | Started | Cleared | Cleared | No | No | 2025-01-09 04:13:43 | SYSTEM_NOTIF | PSS_TUN_9000/PORT-1-2-LINEOUT-PSS_TUN_9002/PORT-1-2-LINEIN PSS_BAR_9222/PORT-1-2-LINEOUT-PSS_TUN_9002/PORT-4-2-LINEIN | PSS_TUN_9000 PSS_TUN_9002 PSS_BAR_9222 | PSS_BAR_9222/130SCX10-1-9-L1/SFD-25-1-9170/OS PSS_TUN_9000/130SCX10-1-10-L1/SFD-26-1-9170/OS |  |  |  | 2/ODU4/Charguia/Mghira OTU4#1:1
11144 | 2/ODU4/Charguia/Mghira OTU4#1:1 ODU4:1 ODU2:4 DSR:1 | 2/ODU4/Charguia/Mghira OTU4#1:1 ODU4:1 ODU2:4 DSR:1 |  | FC800 | odu2 | MANAGED_PLANE | UNPROTECTED | NA | MANAGED_PLANE | BiDirectional | Up | NOT COMPUTED | 0.0 | 0.0 | PSS_TUN_9000 | 1830 PSS-32 | 130SCX10 | 130SCX10-1-10-C4 | PSS_BAR_9222 | 1830 PSS-32 | 130SCX10 | 130SCX10-1-9-C4 | Started | Started | Minor | Minor | No | No | 2025-01-09 04:13:46 | SYSTEM_NOTIF | PSS_TUN_9000/PORT-1-2-LINEOUT-PSS_TUN_9002/PORT-1-2-LINEIN PSS_BAR_9222/PORT-1-2-LINEOUT-PSS_TUN_9002/PORT-4-2-LINEIN | PSS_TUN_9000 PSS_TUN_9002 PSS_BAR_9222 | PSS_BAR_9222/130SCX10-1-9-L1/SFD-25-1-9170/OS PSS_TUN_9000/130SCX10-1-10-L1/SFD-26-1-9170/OS |  |  |  | 2/ODU4/Charguia/Mghira OTU4#1:1
11145 | 1/OTU4x2/Manouba/Mghira:2 ODU4:1 ODU4:1 DSR:1 | 1/OTU4x2/Manouba/Mghira:2 ODU4:1 ODU4:1 DSR:1 |  | 100GbE | odu4 | MANAGED_PLANE | UNPROTECTED | NA | MANAGED_PLANE | BiDirectional | Up | NOT COMPUTED | 0.0 | 0.0 | PSS_BAR_9222 | 1830 PSS-32 | 260SCX2 | 260SCX2-1-12-C1 | PSS_TUN_9002 | 1830 PSS-32 | 260SCX2 | 260SCX2-4-11-C1 | Started | Started | Cleared | Cleared | No | No | 2025-01-09 04:13:47 | SYSTEM_NOTIF | PSS_BAR_9222/PORT-1-2-LINEOUT-PSS_TUN_9002/PORT-4-2-LINEIN | PSS_BAR_9222 PSS_TUN_9002 | PSS_TUN_9002/260SCX2-4-11-L1/SFD-28-1-9200/OS PSS_BAR_9222/260SCX2-1-12-L1/SFD-25-1-9200/OS |  |  |  | 1/OTU4x2/Manouba/Mghira:2
11147 | 2/ODU4/Charguia/Mghira OTU4#1:1 ODU4:1 ODU2:6 DSR:1 | 2/ODU4/Charguia/Mghira OTU4#1:1 ODU4:1 ODU2:6 DSR:1 |  | 10GbE | odu2e | MANAGED_PLANE | UNPROTECTED | NA | MANAGED_PLANE | BiDirectional | Up | NOT COMPUTED | 0.0 | 0.0 | PSS_BAR_9222 | 1830 PSS-32 | 130SCX10 | 130SCX10-1-9-C7 | PSS_TUN_9000 | 1830 PSS-32 | 130SCX10 | 130SCX10-1-10-C7 | Started | Started | Cleared | Cleared | No | No | 2025-01-09 04:13:49 | SYSTEM_NOTIF | PSS_TUN_9000/PORT-1-2-LINEOUT-PSS_TUN_9002/PORT-1-2-LINEIN PSS_BAR_9222/PORT-1-2-LINEOUT-PSS_TUN_9002/PORT-4-2-LINEIN | PSS_TUN_9000 PSS_TUN_9002 PSS_BAR_9222 | PSS_BAR_9222/130SCX10-1-9-L1/SFD-25-1-9170/OS PSS_TUN_9000/130SCX10-1-10-L1/SFD-26-1-9170/OS |  |  |  | 2/ODU4/Charguia/Mghira OTU4#1:1
11148 | 2/ODU4/Charguia/Mghira OTU4#1:1 ODU4:1 ODU2:7 DSR:1 | 2/ODU4/Charguia/Mghira OTU4#1:1 ODU4:1 ODU2:7 DSR:1 |  | 10GbE | odu2e | MANAGED_PLANE | UNPROTECTED | NA | MANAGED_PLANE | BiDirectional | Up | NOT COMPUTED | 0.0 | 0.0 | PSS_TUN_9000 | 1830 PSS-32 | 130SCX10 | 130SCX10-1-10-C8 | PSS_BAR_9222 | 1830 PSS-32 | 130SCX10 | 130SCX10-1-9-C8 | Started | Started | Cleared | Cleared | No | No | 2025-01-09 04:13:51 | SYSTEM_NOTIF | PSS_TUN_9000/PORT-1-2-LINEOUT-PSS_TUN_9002/PORT-1-2-LINEIN PSS_BAR_9222/PORT-1-2-LINEOUT-PSS_TUN_9002/PORT-4-2-LINEIN | PSS_TUN_9000 PSS_TUN_9002 PSS_BAR_9222 | PSS_BAR_9222/130SCX10-1-9-L1/SFD-25-1-9170/OS PSS_TUN_9000/130SCX10-1-10-L1/SFD-26-1-9170/OS |  |  |  | 2/ODU4/Charguia/Mghira OTU4#1:1
11151 | 2/ODU4/Charguia/Mghira OTU4#1:1 ODU4:1 ODU2:9 DSR:1 | 2/ODU4/Charguia/Mghira OTU4#1:1 ODU4:1 ODU2:9 DSR:1 |  | 10GbE | odu2e | MANAGED_PLANE | UNPROTECTED | NA | MANAGED_PLANE | BiDirectional | Up | NOT COMPUTED | 0.0 | 0.0 | PSS_BAR_9222 | 1830 PSS-32 | 130SCX10 | 130SCX10-1-9-C10 | PSS_TUN_9000 | 1830 PSS-32 | 130SCX10 | 130SCX10-1-10-C10 | Started | Started | Cleared | Cleared | No | No | 2025-01-09 04:13:56 | SYSTEM_NOTIF | PSS_TUN_9000/PORT-1-2-LINEOUT-PSS_TUN_9002/PORT-1-2-LINEIN PSS_BAR_9222/PORT-1-2-LINEOUT-PSS_TUN_9002/PORT-4-2-LINEIN | PSS_TUN_9000 PSS_TUN_9002 PSS_BAR_9222 | PSS_BAR_9222/130SCX10-1-9-L1/SFD-25-1-9170/OS PSS_TUN_9000/130SCX10-1-10-L1/SFD-26-1-9170/OS |  |  |  | 2/ODU4/Charguia/Mghira OTU4#1:1
11154 | 2/ODU4/Charguia/Mghira OTU4#1:1 ODU4:1 ODU2:8 DSR:1 | 2/ODU4/Charguia/Mghira OTU4#1:1 ODU4:1 ODU2:8 DSR:1 |  | 10GbE | odu2e | MANAGED_PLANE | UNPROTECTED | NA | MANAGED_PLANE | BiDirectional | Up | NOT COMPUTED | 0.0 | 0.0 | PSS_BAR_9222 | 1830 PSS-32 | 130SCX10 | 130SCX10-1-9-C9 | PSS_TUN_9000 | 1830 PSS-32 | 130SCX10 | 130SCX10-1-10-C9 | Started | Started | Cleared | Cleared | No | No | 2025-01-09 04:13:57 | SYSTEM_NOTIF | PSS_TUN_9000/PORT-1-2-LINEOUT-PSS_TUN_9002/PORT-1-2-LINEIN PSS_BAR_9222/PORT-1-2-LINEOUT-PSS_TUN_9002/PORT-4-2-LINEIN | PSS_TUN_9000 PSS_TUN_9002 PSS_BAR_9222 | PSS_BAR_9222/130SCX10-1-9-L1/SFD-25-1-9170/OS PSS_TUN_9000/130SCX10-1-10-L1/SFD-26-1-9170/OS |  |  |  | 2/ODU4/Charguia/Mghira OTU4#1:1
11240 | PSS_TUN_9000/OTUODU4-2-9-1 PSS_BAR_9222/OTUODU4-3-13-1_10102:5 ODU4:1 ODU4:1 DSR:1 | PSS_TUN_9000/OTUODU4-2-9-1 PSS_BAR_9222/OTUODU4-3-13-1_10102:5 ODU4:1 ODU4:1 DSR:1 |  | 100GbE | odu4 | MANAGED_PLANE | UNPROTECTED | NA | MANAGED_PLANE | BiDirectional | Up | NOT COMPUTED | 0.0 | 0.0 | PSS_BAR_9222 | 1830 PSS-32 | S2AD200 | S2AD200-3-13-C1 | PSS_TUN_9000 | 1830 PSS-32 | S2AD200 | S2AD200-2-9-C1 | Started | Started | Cleared | Cleared | No | No | 2025-01-09 04:35:02 | SYSTEM_NOTIF | PSS_TUN_9000/PORT-2-2-LINEOUT-PSS_BAR_9148/PORT-2-2-LINEIN PSS_BAR_9222/PORT-2-2-LINEOUT-PSS_BAR_9148/PORT-3-2-LINEIN | PSS_TUN_9000 PSS_BAR_9148 PSS_BAR_9222 | PSS_TUN_9000/S2AD200-2-9-L1/SFD-27-1-9280/OS PSS_BAR_9222/S2AD200-3-13-L1/SFD-26-1-9280/OS |  |  |  | PSS_TUN_9000/OTUODU4-2-9-1 PSS_BAR_9222/OTUODU4-3-13-1_10102:5
11241 | PSS_BAR_9222/S13X100-3-16-C32 PSS_BAR_91_6436:1 DSR:1 | PSS_BAR_9222/S13X100-3-16-C32 PSS_BAR_91_6436:1 DSR:1 |  | 100GbE | odu4 | MANAGED_PLANE | UNPROTECTED | NA | MANAGED_PLANE | BiDirectional | Up | INVALID | 0.0 | -0.001 | PSS_BAR_9222 | 1830 PSS-32 | S13X100 | S13X100-3-16-C32 | PSS_BAR_9148 | 1830 PSS-32 | S13X100 | S13X100-3-13-C32 | Started | Started | Cleared | Cleared | No | No | 2025-01-09 04:35:02 | SYSTEM_NOTIF | PSS_BAR_9222/PORT-2-2-LINEOUT-PSS_BAR_9148/PORT-3-2-LINEIN | PSS_BAR_9222 PSS_BAR_9148 | PSS_BAR_9148/S13X100-3-13-L1/SFD-29-1-9260/OS PSS_BAR_9222/S13X100-3-16-L1/SFD-26-1-9260/OS |  |  |  | PSS_BAR_9222/OTUODU4-3-16-L1 PSS_BAR_9148/OTUODU4-3-13-_6417:4
11242 | 1/OTU4x2/Sidi/Mghira:3 ODU4:1 ODU4:1 DSR:1 | 1/OTU4x2/Sidi/Mghira:3 ODU4:1 ODU4:1 DSR:1 |  | 100GbE | odu4 | MANAGED_PLANE | UNPROTECTED | NA | MANAGED_PLANE | BiDirectional | Up | NOT COMPUTED | 0.0 | 0.0 | PSS_BAR_9148 | 1830 PSS-32 | 260SCX2 | 260SCX2-1-7-C1 | PSS_BAR_9222 | 1830 PSS-32 | 260SCX2 | 260SCX2-2-15-C1 | Started | Started | Cleared | Cleared | No | No | 2025-01-09 04:35:02 | SYSTEM_NOTIF | PSS_BAR_9222/PORT-2-2-LINEOUT-PSS_BAR_9148/PORT-3-2-LINEIN | PSS_BAR_9222 PSS_BAR_9148 | PSS_BAR_9222/260SCX2-2-15-L1/SFD-26-1-9200/OS PSS_BAR_9148/260SCX2-1-7-L1/SFD-29-1-9200/OS |  |  |  | 1/OTU4x2/Sidi/Mghira:3
11248 | 1/ODU4/Charguia/Mghira OTU4#1:1 ODU4:1 ODU2:3 DSR:1 | 1/ODU4/Charguia/Mghira OTU4#1:1 ODU4:1 ODU2:3 DSR:1 |  | 10GbE | odu2e | MANAGED_PLANE | UNPROTECTED | NA | MANAGED_PLANE | BiDirectional | Up | NOT COMPUTED | 0.0 | 0.0 | PSS_BAR_9222 | 1830 PSS-32 | 130SCX10 | 130SCX10-2-9-C6 | PSS_TUN_9000 | 1830 PSS-32 | 130SCX10 | 130SCX10-2-10-C6 | Started | Started | Cleared | Cleared | No | No | 2025-01-09 04:36:21 | SYSTEM_NOTIF | PSS_TUN_9000/PORT-2-2-LINEOUT-PSS_BAR_9148/PORT-2-2-LINEIN PSS_BAR_9222/PORT-2-2-LINEOUT-PSS_BAR_9148/PORT-3-2-LINEIN | PSS_TUN_9000 PSS_BAR_9148 PSS_BAR_9222 | PSS_BAR_9222/130SCX10-2-9-L1/SFD-26-1-9170/OS PSS_TUN_9000/130SCX10-2-10-L1/SFD-27-1-9170/OS |  |  |  | 1/ODU4/Charguia/Mghira OTU4#1:1
11250 | 1/ODU4/Charguia/Mghira OTU4#1:1 ODU4:1 ODU2:2 DSR:1 | 1/ODU4/Charguia/Mghira OTU4#1:1 ODU4:1 ODU2:2 DSR:1 |  | FC800 | odu2 | MANAGED_PLANE | UNPROTECTED | NA | MANAGED_PLANE | BiDirectional | Up | NOT COMPUTED | 0.0 | 0.0 | PSS_BAR_9222 | 1830 PSS-32 | 130SCX10 | 130SCX10-2-9-C2 | PSS_TUN_9000 | 1830 PSS-32 | 130SCX10 | 130SCX10-2-10-C2 | Started | Started | Cleared | Cleared | No | No | 2025-01-09 04:36:22 | SYSTEM_NOTIF | PSS_TUN_9000/PORT-2-2-LINEOUT-PSS_BAR_9148/PORT-2-2-LINEIN PSS_BAR_9222/PORT-2-2-LINEOUT-PSS_BAR_9148/PORT-3-2-LINEIN | PSS_TUN_9000 PSS_BAR_9148 PSS_BAR_9222 | PSS_BAR_9222/130SCX10-2-9-L1/SFD-26-1-9170/OS PSS_TUN_9000/130SCX10-2-10-L1/SFD-27-1-9170/OS |  |  |  | 1/ODU4/Charguia/Mghira OTU4#1:1
11253 | 1/ODU4/Charguia/Mghira OTU4#1:1 ODU4:1 ODU2:1 DSR:1 | 1/ODU4/Charguia/Mghira OTU4#1:1 ODU4:1 ODU2:1 DSR:1 |  | FC800 | odu2 | MANAGED_PLANE | UNPROTECTED | NA | MANAGED_PLANE | BiDirectional | Up | NOT COMPUTED | 0.0 | 0.0 | PSS_BAR_9222 | 1830 PSS-32 | 130SCX10 | 130SCX10-2-9-C1 | PSS_TUN_9000 | 1830 PSS-32 | 130SCX10 | 130SCX10-2-10-C1 | Started | Started | Cleared | Cleared | No | No | 2025-01-09 04:36:23 | SYSTEM_NOTIF | PSS_TUN_9000/PORT-2-2-LINEOUT-PSS_BAR_9148/PORT-2-2-LINEIN PSS_BAR_9222/PORT-2-2-LINEOUT-PSS_BAR_9148/PORT-3-2-LINEIN | PSS_TUN_9000 PSS_BAR_9148 PSS_BAR_9222 | PSS_BAR_9222/130SCX10-2-9-L1/SFD-26-1-9170/OS PSS_TUN_9000/130SCX10-2-10-L1/SFD-27-1-9170/OS |  |  |  | 1/ODU4/Charguia/Mghira OTU4#1:1
11255 | 1/ODU4/Charguia/Mghira OTU4#1:1 ODU4:1 ODU2:4 DSR:1 | 1/ODU4/Charguia/Mghira OTU4#1:1 ODU4:1 ODU2:4 DSR:1 |  | 10GbE | odu2e | MANAGED_PLANE | UNPROTECTED | NA | MANAGED_PLANE | BiDirectional | Up | NOT COMPUTED | 0.0 | 0.0 | PSS_TUN_9000 | 1830 PSS-32 | 130SCX10 | 130SCX10-2-10-C7 | PSS_BAR_9222 | 1830 PSS-32 | 130SCX10 | 130SCX10-2-9-C7 | Started | Started | Cleared | Cleared | No | No | 2025-01-09 04:36:26 | SYSTEM_NOTIF | PSS_TUN_9000/PORT-2-2-LINEOUT-PSS_BAR_9148/PORT-2-2-LINEIN PSS_BAR_9222/PORT-2-2-LINEOUT-PSS_BAR_9148/PORT-3-2-LINEIN | PSS_TUN_9000 PSS_BAR_9148 PSS_BAR_9222 | PSS_BAR_9222/130SCX10-2-9-L1/SFD-26-1-9170/OS PSS_TUN_9000/130SCX10-2-10-L1/SFD-27-1-9170/OS |  |  |  | 1/ODU4/Charguia/Mghira OTU4#1:1
11258 | 1/OTU4x2/Manouba/Sidi:2 ODU4:1 ODU4:1 DSR:1 | 1/OTU4x2/Manouba/Sidi:2 ODU4:1 ODU4:1 DSR:1 |  | 100GbE | odu4 | MANAGED_PLANE | UNPROTECTED | NA | MANAGED_PLANE | BiDirectional | Up | NOT COMPUTED | 0.0 | 0.0 | PSS_TUN_9002 | 1830 PSS-32 | 260SCX2 | 260SCX2-4-16-C1 | PSS_BAR_9148 | 1830 PSS-32 | 260SCX2 | 260SCX2-3-8-C1 | Started | Started | Cleared | Cleared | No | No | 2025-01-09 04:36:42 | SYSTEM_NOTIF | PSS_BAR_9222/PORT-1-2-LINEOUT-PSS_TUN_9002/PORT-4-2-LINEIN PSS_BAR_9222/PORT-2-2-LINEOUT-PSS_BAR_9148/PORT-3-2-LINEIN | PSS_BAR_9222 PSS_TUN_9002 PSS_BAR_9148 | PSS_TUN_9002/260SCX2-4-16-L1/SFD-28-1-9190/OS PSS_BAR_9148/260SCX2-3-8-L1/SFD-29-1-9190/OS |  |  |  | 1/OTU4x2/Manouba/Sidi:2
11260 | 1/ODU4/Charguia/Mghira OTU4#1:1 ODU4:1 ODU2:5 DSR:1 | 1/ODU4/Charguia/Mghira OTU4#1:1 ODU4:1 ODU2:5 DSR:1 |  | 10GbE | odu2e | MANAGED_PLANE | UNPROTECTED | NA | MANAGED_PLANE | BiDirectional | Up | NOT COMPUTED | 0.0 | 0.0 | PSS_TUN_9000 | 1830 PSS-32 | 130SCX10 | 130SCX10-2-10-C8 | PSS_BAR_9222 | 1830 PSS-32 | 130SCX10 | 130SCX10-2-9-C8 | Started | Started | Cleared | Cleared | No | No | 2025-01-09 04:36:44 | SYSTEM_NOTIF | PSS_TUN_9000/PORT-2-2-LINEOUT-PSS_BAR_9148/PORT-2-2-LINEIN PSS_BAR_9222/PORT-2-2-LINEOUT-PSS_BAR_9148/PORT-3-2-LINEIN | PSS_TUN_9000 PSS_BAR_9148 PSS_BAR_9222 | PSS_BAR_9222/130SCX10-2-9-L1/SFD-26-1-9170/OS PSS_TUN_9000/130SCX10-2-10-L1/SFD-27-1-9170/OS |  |  |  | 1/ODU4/Charguia/Mghira OTU4#1:1
11261 | 1/ODU4/Charguia/Mghira OTU4#1:1 ODU4:1 ODU2:6 DSR:1 | 1/ODU4/Charguia/Mghira OTU4#1:1 ODU4:1 ODU2:6 DSR:1 |  | 10GbE | odu2e | MANAGED_PLANE | UNPROTECTED | NA | MANAGED_PLANE | BiDirectional | Up | NOT COMPUTED | 0.0 | 0.0 | PSS_TUN_9000 | 1830 PSS-32 | 130SCX10 | 130SCX10-2-10-C9 | PSS_BAR_9222 | 1830 PSS-32 | 130SCX10 | 130SCX10-2-9-C9 | Started | Started | Cleared | Cleared | No | No | 2025-01-09 04:36:46 | SYSTEM_NOTIF | PSS_TUN_9000/PORT-2-2-LINEOUT-PSS_BAR_9148/PORT-2-2-LINEIN PSS_BAR_9222/PORT-2-2-LINEOUT-PSS_BAR_9148/PORT-3-2-LINEIN | PSS_TUN_9000 PSS_BAR_9148 PSS_BAR_9222 | PSS_BAR_9222/130SCX10-2-9-L1/SFD-26-1-9170/OS PSS_TUN_9000/130SCX10-2-10-L1/SFD-27-1-9170/OS |  |  |  | 1/ODU4/Charguia/Mghira OTU4#1:1
11262 | 1/ODU4/Charguia/Mghira OTU4#1:1 ODU4:1 ODU2:7 DSR:1 | 1/ODU4/Charguia/Mghira OTU4#1:1 ODU4:1 ODU2:7 DSR:1 |  | 10GbE | odu2e | MANAGED_PLANE | UNPROTECTED | NA | MANAGED_PLANE | BiDirectional | Up | NOT COMPUTED | 0.0 | 0.0 | PSS_TUN_9000 | 1830 PSS-32 | 130SCX10 | 130SCX10-2-10-C10 | PSS_BAR_9222 | 1830 PSS-32 | 130SCX10 | 130SCX10-2-9-C10 | Started | Started | Cleared | Cleared | No | No | 2025-01-09 04:36:47 | SYSTEM_NOTIF | PSS_TUN_9000/PORT-2-2-LINEOUT-PSS_BAR_9148/PORT-2-2-LINEIN PSS_BAR_9222/PORT-2-2-LINEOUT-PSS_BAR_9148/PORT-3-2-LINEIN | PSS_TUN_9000 PSS_BAR_9148 PSS_BAR_9222 | PSS_BAR_9222/130SCX10-2-9-L1/SFD-26-1-9170/OS PSS_TUN_9000/130SCX10-2-10-L1/SFD-27-1-9170/OS |  |  |  | 1/ODU4/Charguia/Mghira OTU4#1:1
11374 | 1/ODU2/Kasserine/Mghira OTU2#2:7 ODU2:1 DSR:1 | 1/ODU2/Kasserine/Mghira OTU2#2:7 ODU2:1 DSR:1 |  | 10GbE | odu2 | NA | UNPROTECTED | NA | MANAGED_PLANE | BiDirectional | Up | NOT SUPPORTED | 0.0 | 0.0 | PSS_BAR_9222 | 1830 PSS-32 | 11QPA4 | 11QPA4-2-12-C2 | PSS_KAS_9103 | 1830 PSS-32 | 11QPA4 | 11QPA4-2-17-C2 | Started | Started | Cleared | Cleared | No | No | 2025-01-15 13:18:02 | SYSTEM | PSS_ZAG_9111/A2325A-1-3-LINE-PSS_ZAG_9450/A2325A-1-6-LINE PSS_SIL_9059/AHPHG-1-6-LINE-PSS_SIL_9553/AHPHG-1-6-LINE PSS_SIL_9553/AHPHG-1-2-LINE-PSS_SIL_9114/AHPHG-1-6-LINE PSS_ZAG_9450/AHPHG-1-2-LINE-PSS_SIL_9114/AHPHG-1-2-LINE PSS_BAR_9222/PORT-2-5-LINEOUT-PSS_ZAG_9111/ALPHG-1-6-LINE | PSS_ZAG_9111 PSS_ZAG_9450 PSS_SIL_9059 PSS_SIL_9553 PSS_SIL_9114 PSS_BAR_9222 | PSS_SIL_9059/CWR-1-8-CLS2/11QPA4-1-15-L2/OS PSS_BAR_9222/SFD-31-1-9430/11QPA4-2-12-L2/OS |  |  |  | 1/ODU2/Kasserine/Mghira OTU2#2:7
11375 | 1/ODU2/Mghira/Kasserine OTU2#1:9 ODU2:1 DSR:1 | 1/ODU2/Mghira/Kasserine OTU2#1:9 ODU2:1 DSR:1 |  | 10GbE | odu2 | NA | UNPROTECTED | NA | MANAGED_PLANE | BiDirectional | Up | NOT SUPPORTED | 0.0 | 0.0 | PSS_BAR_9222 | 1830 PSS-32 | 11QPA4 | 11QPA4-2-13-C1 | PSS_KAS_9103 | 1830 PSS-32 | 11QPA4 | 11QPA4-2-17-C3 | Started | Started | Cleared | Cleared | No | No | 2025-01-15 13:18:05 | SYSTEM | PSS_ZAG_9111/A2325A-1-3-LINE-PSS_ZAG_9450/A2325A-1-6-LINE PSS_SIL_9059/AHPHG-1-6-LINE-PSS_SIL_9553/AHPHG-1-6-LINE PSS_SIL_9553/AHPHG-1-2-LINE-PSS_SIL_9114/AHPHG-1-6-LINE PSS_ZAG_9450/AHPHG-1-2-LINE-PSS_SIL_9114/AHPHG-1-2-LINE PSS_BAR_9222/PORT-2-5-LINEOUT-PSS_ZAG_9111/ALPHG-1-6-LINE | PSS_ZAG_9111 PSS_ZAG_9450 PSS_SIL_9059 PSS_SIL_9553 PSS_SIL_9114 PSS_BAR_9222 | PSS_BAR_9222/SFD-31-1-9510/11QPA4-2-13-L1/OS PSS_SIL_9059/CWR-1-8-CLS8/11QPA4-1-10-L2/OS |  |  |  | 1/ODU2/Mghira/Kasserine OTU2#1:9
11424 | Groom-10G-SOS9004-MAH9039 ODU2E#1 DSR:1 | Groom-10G-SOS9004-MAH9039 ODU2E#1 DSR:1 |  | 10GbE | odu2e | MANAGED_PLANE | UNPROTECTED | NA | MANAGED_PLANE | BiDirectional | Up | VALID | 0.706 | 0.0 | PSS_SOS_9004 | 1830 PSS-32 | S13X100 | S13X100-4-8-C10 | PSS_MAH_9039 | 1830 PSS-32 | S13X100 | S13X100-1-4-C10 | Started | Started | Cleared | Cleared | No | No | 2025-01-16 13:27:49 | SYSTEM | PSS_MAH_9039/PORT-1-3-LINEOUT-PSS_SOS_9004/RA2P-2-6-LINEIN | PSS_MAH_9039 PSS_SOS_9004 | PSS_SOS_9004/S13X100-4-8-L1/SFD-27-1-9260/OS PSS_MAH_9039/PSC-31-1-A1/S13X100-1-4-L1/OS |  |  |  | OTU4-SOS-MAH9039
11613 | PSS_BAR_9222/S13X100-1-4-C7 PSS_NAB_903_11408:1 DSR:1 | PSS_BAR_9222/S13X100-1-4-C7 PSS_NAB_903_11408:1 DSR:1 |  | 10GbE | odu2e | MANAGED_PLANE | UNPROTECTED | NA | MANAGED_PLANE | BiDirectional | Up | INVALID | 0.0 | -0.001 | PSS_NAB_9032 | 1830 PSS-32 | S13X100 | S13X100-1-14-C7 | PSS_BAR_9222 | 1830 PSS-32 | S13X100 | S13X100-1-4-C7 | Started | Started | Cleared | Cleared | No | No | 2025-01-21 03:15:00 | SYSTEM_NOTIF | PSS_NAB_9032/PORT-1-6-LINEOUT-PSS_BAR_9222/PORT-1-5-LINEIN | PSS_NAB_9032 PSS_BAR_9222 | PSS_BAR_9222/S13X100-1-4-L1/SFD-28-1-9200/OS PSS_NAB_9032/PSC-30-1-B1/S13X100-1-14-L1/OS |  |  |  | PSS_BAR_9222/OTUODU4-1-4-L1 PSS_NAB_9032/OTUODU4-1-14-_11404:3
11620 | PSS_BAR_9222/S13X100-1-4-C8 PSS_NAB_903_11411:2 DSR:1 | PSS_BAR_9222/S13X100-1-4-C8 PSS_NAB_903_11411:2 DSR:1 |  | 10GbE | odu2e | MANAGED_PLANE | UNPROTECTED | NA | MANAGED_PLANE | BiDirectional | Up | INVALID | 0.0 | -0.001 | PSS_NAB_9032 | 1830 PSS-32 | S13X100 | S13X100-1-14-C8 | PSS_BAR_9222 | 1830 PSS-32 | S13X100 | S13X100-1-4-C8 | Started | Started | Cleared | Cleared | No | No | 2025-01-21 03:15:10 | SYSTEM_NOTIF | PSS_NAB_9032/PORT-1-6-LINEOUT-PSS_BAR_9222/PORT-1-5-LINEIN | PSS_NAB_9032 PSS_BAR_9222 | PSS_BAR_9222/S13X100-1-4-L1/SFD-28-1-9200/OS PSS_NAB_9032/PSC-30-1-B1/S13X100-1-14-L1/OS |  |  |  | PSS_BAR_9222/OTUODU4-1-4-L1 PSS_NAB_9032/OTUODU4-1-14-_11404:3
11663 | PSS_TUN_9002/8P20-3-5-C5 PSS_BAR_9222/8P20-1-8-C5 DSR | PSS_TUN_9002/8P20-3-5-C5 PSS_BAR_9222/8P20-1-8-C5 DSR |  | STM-16 | odu1 | MANAGED_PLANE | UNPROTECTED | NA | MANAGED_PLANE | BiDirectional | Up | NOTAVAILABLE | 0.0 | 0.0 | PSS_TUN_9002 | 1830 PSS-32 | 8P20 | 8P20-3-5-C5 | PSS_BAR_9222 | 1830 PSS-32 | 8P20 | 8P20-1-8-C5 | Started | Started | Cleared | Cleared | No | No | 2025-01-23 01:04:16 | USER | PSS_BAR_9222/PORT-1-2-LINEOUT-PSS_TUN_9002/PORT-4-2-LINEIN | PSS_BAR_9222 PSS_TUN_9002 | PSS_BAR_9222/S13X100-1-3-L1/SFD-25-1-9220/OS PSS_TUN_9002/S13X100-4-9-L1/SFD-28-1-9220/OS PSS_TUN_9002/8P20-3-5-L1/S13X100-4-9-C1/OS PSS_BAR_9222/8P20-1-8-L1/S13X100-1-3-C1/OS |  |  |  | PSS_BAR_9222/OTUODU4-1-3-L1 PSS_TUN_9002/OTUODU4-4-9-L1 ODU4 OTU4#1 PSS_TUN_9002/OTU-3-5-L1 PSS_TUN_9002/OTU-4-9-C1 OTU2 PSS_BAR_9222/OTU-1-8-L1 PSS_BAR_9222/OTU-1-3-C1 OTU2
11666 | PSS_TUN_9002/8P20-3-5-C6 PSS_BAR_9222/8P20-1-8-C6 DSR | PSS_TUN_9002/8P20-3-5-C6 PSS_BAR_9222/8P20-1-8-C6 DSR |  | STM-16 | odu1 | MANAGED_PLANE | UNPROTECTED | NA | MANAGED_PLANE | BiDirectional | Up | NOTAVAILABLE | 0.0 | 0.0 | PSS_TUN_9002 | 1830 PSS-32 | 8P20 | 8P20-3-5-C6 | PSS_BAR_9222 | 1830 PSS-32 | 8P20 | 8P20-1-8-C6 | Started | Started | Cleared | Cleared | No | No | 2025-01-23 01:06:38 | USER | PSS_BAR_9222/PORT-1-2-LINEOUT-PSS_TUN_9002/PORT-4-2-LINEIN | PSS_BAR_9222 PSS_TUN_9002 | PSS_BAR_9222/S13X100-1-3-L1/SFD-25-1-9220/OS PSS_TUN_9002/S13X100-4-9-L1/SFD-28-1-9220/OS PSS_TUN_9002/8P20-3-5-L1/S13X100-4-9-C1/OS PSS_BAR_9222/8P20-1-8-L1/S13X100-1-3-C1/OS |  |  |  | PSS_BAR_9222/OTUODU4-1-3-L1 PSS_TUN_9002/OTUODU4-4-9-L1 ODU4 OTU4#1 PSS_TUN_9002/OTU-3-5-L1 PSS_TUN_9002/OTU-4-9-C1 OTU2 PSS_BAR_9222/OTU-1-8-L1 PSS_BAR_9222/OTU-1-3-C1 OTU2
11752 | PSS_MAH_9039/S13X100-1-4-C9 PSS_SOS_9004/S13X100-4-8-C9 DSR | PSS_MAH_9039/S13X100-1-4-C9 PSS_SOS_9004/S13X100-4-8-C9 DSR |  | 10GbE | odu2e | MANAGED_PLANE | UNPROTECTED | NA | MANAGED_PLANE | BiDirectional | Up | NOTAVAILABLE | 0.0 | 0.0 | PSS_MAH_9039 | 1830 PSS-32 | S13X100 | S13X100-1-4-C9 | PSS_SOS_9004 | 1830 PSS-32 | S13X100 | S13X100-4-8-C9 | Started | Started | Cleared | Cleared | No | No | 2025-01-28 19:56:23 | USER | PSS_MAH_9039/PORT-1-3-LINEOUT-PSS_SOS_9004/RA2P-2-6-LINEIN | PSS_MAH_9039 PSS_SOS_9004 | PSS_SOS_9004/S13X100-4-8-L1/SFD-27-1-9260/OS PSS_MAH_9039/PSC-31-1-A1/S13X100-1-4-L1/OS |  |  |  | OTU4-SOS-MAH9039
11836 | PSS_TUN_9002/S13X100-4-15-C32 PSS_MED_9186/S13X100-2-16-C32 DSR | PSS_TUN_9002/S13X100-4-15-C32 PSS_MED_9186/S13X100-2-16-C32 DSR |  | 100GbE | odu4 | MANAGED_PLANE | UNPROTECTED | NA | MANAGED_PLANE | BiDirectional | Degraded | NOTAVAILABLE | 0.0 | 0.0 | PSS_TUN_9002 | 1830 PSS-32 | S13X100 | S13X100-4-15-C32 | PSS_MED_9186 | 1830 PSS-32 | S13X100 | S13X100-2-16-C32 | Started | Started | Cleared | Cleared | No | No | 2025-01-31 00:19:53 | USER | PSS_GAB_9476/AHPHG-1-2-LINE-PSS_SFX_9235/ALPHG-1-6-LINE PSS_GAB_9026/AHPHG-2-2-LINE-PSS_MED_9050/AHPHG-1-2-LINE PSS_TAT_9126/ALPHG-1-6-LINE-PSS_MED_9050/ALPHG-1-6-LINE PSS_GAB_9476/AHPHG-1-6-LINE-PSS_GAB_9026/ALPHG-1-2-LINE PSS_MED_9186/IROADM-1-6-LINEOUT-PSS_TAT_9126/ALPHG-1-2-LINE PSS_SOS_9189/PORT-1-10-LINEOUT-PSS_MAH_9448/PORT-1-2-LINEIN PSS_MAH_9448/PORT-1-3-LINEOUT-PSS_SFX_9015/PORT-1-2-LINEIN PSS_SFX_9179/IROADM-1-4-LINEOUT-PSS_SFX_9015/PORT-4-2-LINEIN PSS_BAR_9148/PORT-1-3-LINEOUT-PSS_SOS_9189/RA2P-1-2-LINEIN PSS_TUN_9002/PORT-2-2-LINEOUT-PSS_BAR_9148/PORT-4-2-LINEIN | PSS_GAB_9476 PSS_SFX_9235 PSS_GAB_9026 PSS_MED_9050 PSS_TAT_9126 PSS_MED_9186 PSS_SOS_9189 PSS_MAH_9448 PSS_SFX_9015 PSS_SFX_9179 PSS_BAR_9148 PSS_TUN_9002 | PSS_MED_9186/OPS-2-15-SIG/S13X100-2-16-L1/OS PSS_MED_9186/OPS-2-15-A/SFD-31-1-9240/OS PSS_SFX_9235/SFD-32-1-9240/S13X100-1-3-L1/OS PSS_SFX_9179/SFD-28-1-9240/S13X100-1-14-L1/OS PSS_TUN_9002/OPS-4-32-SIG/S13X100-4-15-L1/OS PSS_TUN_9002/OPS-4-32-A/SFD-25-1-9240/OS |  |  |  | PSS_MED_9186/OTUODU4-2-16-L1 PSS_TUN_9002/OTUODU4-4-15-L1 ODU4 OTU4#1
11955 | PSS_BAR_9222/S13X100-1-4-C6 PSS_NAB_903_11442:1 DSR:1 | PSS_BAR_9222/S13X100-1-4-C6 PSS_NAB_903_11442:1 DSR:1 |  | 10GbE | odu2e | MANAGED_PLANE | UNPROTECTED | NA | MANAGED_PLANE | BiDirectional | Up | INVALID | 0.0 | -0.001 | PSS_BAR_9222 | 1830 PSS-32 | S13X100 | S13X100-1-4-C6 | PSS_NAB_9031 | 1830 PSS-32 | S13X100 | S13X100-1-16-C6 | Started | Started | Cleared | Cleared | No | No | 2025-02-03 03:01:24 | SYSTEM_NOTIF | PSS_NAB_9032/PORT-1-6-LINEOUT-PSS_BAR_9222/PORT-1-5-LINEIN PSS_NAB_9031/PORT-1-7-LINEOUT-PSS_NAB_9032/RA2P-1-2-LINEIN | PSS_NAB_9032 PSS_BAR_9222 PSS_NAB_9031 PSS_NAB_9032 | PSS_NAB_9032/S13X100-1-14-C6/S13X100-1-17-C6/OS PSS_BAR_9222/S13X100-1-4-L1/SFD-28-1-9200/OS PSS_NAB_9032/PSC-30-1-B1/S13X100-1-14-L1/OS PSS_NAB_9031/S13X100-1-16-L1/SFD-29-1-9200/OS PSS_NAB_9032/PSC-30-1-A1/S13X100-1-17-L1/OS |  |  |  | PSS_NAB_9032/OTU-1-14-C6 PSS_NAB_9032/OTU-1-17-C6 OTU2E PSS_BAR_9222/OTUODU4-1-4-L1 PSS_NAB_9032/OTUODU4-1-14-_11404:3 PSS_NAB_9032/OTUODU4-1-17-L1 PSS_NAB_9031/OTUODU4-1-16_11438:3
11956 | PSS_NAB_9032/S13X100-1-17-C8 PSS_NAB_90_11630:3 DSR:1 | PSS_NAB_9032/S13X100-1-17-C8 PSS_NAB_90_11630:3 DSR:1 |  | 10GbE | odu2e | MANAGED_PLANE | UNPROTECTED | NA | MANAGED_PLANE | BiDirectional | Up | NOTAVAILABLE | 0.0 | -0.001 | PSS_NAB_9031 | 1830 PSS-32 | S13X100 | S13X100-1-16-C8 | PSS_NAB_9032 | 1830 PSS-32 | S13X100 | S13X100-1-17-C8 | Started | Started | Cleared | Cleared | No | No | 2025-02-03 03:01:25 | SYSTEM_NOTIF | PSS_NAB_9031/PORT-1-7-LINEOUT-PSS_NAB_9032/RA2P-1-2-LINEIN | PSS_NAB_9031 PSS_NAB_9032 | PSS_NAB_9031/S13X100-1-16-L1/SFD-29-1-9200/OS PSS_NAB_9032/PSC-30-1-A1/S13X100-1-17-L1/OS |  |  |  | PSS_NAB_9032/OTUODU4-1-17-L1 PSS_NAB_9031/OTUODU4-1-16_11438:3
11958 | PSS_NAB_9032/S13X100-1-17-C7 PSS_NAB_90_11627:2 DSR:1 | PSS_NAB_9032/S13X100-1-17-C7 PSS_NAB_90_11627:2 DSR:1 |  | 10GbE | odu2e | MANAGED_PLANE | UNPROTECTED | NA | MANAGED_PLANE | BiDirectional | Up | NOTAVAILABLE | 0.0 | -0.001 | PSS_NAB_9031 | 1830 PSS-32 | S13X100 | S13X100-1-16-C7 | PSS_NAB_9032 | 1830 PSS-32 | S13X100 | S13X100-1-17-C7 | Started | Started | Cleared | Cleared | No | No | 2025-02-03 03:01:27 | SYSTEM_NOTIF | PSS_NAB_9031/PORT-1-7-LINEOUT-PSS_NAB_9032/RA2P-1-2-LINEIN | PSS_NAB_9031 PSS_NAB_9032 | PSS_NAB_9031/S13X100-1-16-L1/SFD-29-1-9200/OS PSS_NAB_9032/PSC-30-1-A1/S13X100-1-17-L1/OS |  |  |  | PSS_NAB_9032/OTUODU4-1-17-L1 PSS_NAB_9031/OTUODU4-1-16_11438:3
12099 | PSS_NAB_9031/11DPM12-1-14-C1 PSS_NAB_92_12033:1 DSR:1 | PSS_NAB_9031/11DPM12-1-14-C1 PSS_NAB_92_12033:1 DSR:1 |  | 1GbE | odu0 | MANAGED_PLANE | UNPROTECTED | NA | MANAGED_PLANE | BiDirectional | Up | NOT COMPUTED | 0.0 | 0.0 | PSS_NAB_9236-TR | 1830 PSS-32 | 11DPM12 | 11DPM12-1-14-C1 | PSS_NAB_9031 | 1830 PSS-32 | 11DPM12 | 11DPM12-1-14-C1 | Started | Started | Cleared | Cleared | No | No | 2025-02-11 11:54:37 | SYSTEM_NOTIF | PSS_NAB_9236-TR/PORT-1-2-LINEOUT-PSS_NAB_9031/PORT-1-2-LINEIN | PSS_NAB_9236-TR PSS_NAB_9031 | PSS_NAB_9236-TR/11DPM12-1-14-L1/S13X100-1-13-C3/OS PSS_NAB_9031/11DPM12-1-14-L1/S13X100-1-15-C3/OS PSS_NAB_9236-TR/S13X100-1-13-L1/SFD-25-1-9200/OS PSS_NAB_9031/S13X100-1-15-L1/PSC-30-1-B1/OS |  |  |  | PSS_NAB_9236-TR/11DPM12-1-14-L1 PSS_NAB_9236-TR/OTU-1-13-C3 OTU2 PSS_NAB_9031/OTU-1-15-C3 PSS_NAB_9031/11DPM12-1-14-L1 OTU2 PSS_NAB_9031/OTUODU4-1-15-L1 PSS_NAB_9236-TR/OTUODU4-1_11449:1
12130 | PSS_BAR_9148/S13X100-5-12-C32 PSS_NAB_92_5339:1 DSR:1 | PSS_BAR_9148/S13X100-5-12-C32 PSS_NAB_92_5339:1 DSR:1 |  | 100GbE | odu4 | MANAGED_PLANE | UNPROTECTED | NA | MANAGED_PLANE | BiDirectional | Up | NOTAVAILABLE | -0.001 | -0.001 | PSS_BAR_9148 | 1830 PSS-32 | S13X100 | S13X100-5-12-C32 | PSS_NAB_9236-TR | 1830 PSS-32 | S13X100 | S13X100-2-16-C32 | Started | Started | Cleared | Cleared | No | No | 2025-02-11 11:57:45 | SYSTEM_NOTIF | PSS_NAB_9191/PORT-1-2-LINEOUT-PSS_NAB_9177/PORT-1-2-LINEIN PSS_NAB_9191/PORT-1-6-LINEOUT-PSS_BAR_9148/PORT-5-2-LINEIN PSS_NAB_9236-TR/PORT-1-5-LINEOUT-PSS_NAB_9177/PORT-1-3-LINEIN | PSS_NAB_9191 PSS_NAB_9177 PSS_BAR_9148 PSS_NAB_9236-TR | PSS_BAR_9148/OPS-5-11-SIG/S13X100-5-12-L1/OS PSS_NAB_9236-TR/OPS-1-16-SIG/S13X100-2-16-L1/OS PSS_BAR_9148/OPS-5-11-A/SFD-31-1-9240/OS PSS_NAB_9236-TR/OPS-1-16-A/SFD-26-1-9240/OS |  |  |  | PSS_BAR_9148/OTUODU4-5-12-L1 PSS_NAB_9236-TR/OTUODU4-2-_5335:6
12148 | 1/ODU4/Sidi/Sousse OTU4#1:1 ODU4:1 ODU4:1 DSR:1 | 1/ODU4/Sidi/Sousse OTU4#1:1 ODU4:1 ODU4:1 DSR:1 |  | 100GbE | odu4 | MANAGED_PLANE | UNPROTECTED | NA | MANAGED_PLANE | BiDirectional | Up | NOT COMPUTED | 0.0 | 0.0 | PSS_BAR_9148 | 1830 PSS-32 | 260SCX2 | 260SCX2-3-10-C1 | PSS_SOS_9004 | 1830 PSS-32 | 260SCX2 | 260SCX2-4-14-C1 | Started | Started | Cleared | Cleared | No | No | 2025-02-11 11:58:13 | SYSTEM_NOTIF | PSS_NAB_9191/PORT-1-2-LINEOUT-PSS_NAB_9177/PORT-1-2-LINEIN PSS_NAB_9191/PORT-1-10-LINEOUT-PSS_SOS_9004/PORT-4-2-LINEIN PSS_BAR_9222/PORT-2-2-LINEOUT-PSS_BAR_9148/PORT-3-2-LINEIN PSS_NAB_9032/PORT-1-6-LINEOUT-PSS_BAR_9222/PORT-1-5-LINEIN PSS_NAB_9031/PORT-1-7-LINEOUT-PSS_NAB_9032/RA2P-1-2-LINEIN PSS_NAB_9236-TR/PORT-1-2-LINEOUT-PSS_NAB_9031/PORT-1-2-LINEIN PSS_NAB_9236-TR/PORT-1-5-LINEOUT-PSS_NAB_9177/PORT-1-3-LINEIN | PSS_NAB_9191 PSS_NAB_9177 PSS_SOS_9004 PSS_BAR_9222 PSS_BAR_9148 PSS_NAB_9032 PSS_NAB_9031 PSS_NAB_9236-TR | PSS_BAR_9148/260SCX2-3-10-L1/SFD-29-1-9180/OS PSS_SOS_9004/260SCX2-4-14-L1/SFD-33-1-9180/OS |  |  |  | 1/ODU4/Sidi/Sousse OTU4#1:1
12154 | PSS_BAR_9222/OTUODU4-3-31-1 PSS_NAB_9191/OTUODU4-1-35-_11019:8 ODU4:1 ODU4:1 DSR:1 | PSS_BAR_9222/OTUODU4-3-31-1 PSS_NAB_9191/OTUODU4-1-35-_11019:8 ODU4:1 ODU4:1 DSR:1 |  | 100GbE | odu4 | MANAGED_PLANE | UNPROTECTED | NA | MANAGED_PLANE | BiDirectional | Up | NOT COMPUTED | 0.0 | 0.0 | PSS_BAR_9222 | 1830 PSS-32 | S2AD200 | S2AD200-3-31-C1 | PSS_NAB_9191 | 1830 PSS-32 | S2AD200 | S2AD200-1-35-C1 | Started | Started | Cleared | Cleared | No | No | 2025-02-11 11:58:19 | SYSTEM_NOTIF | PSS_NAB_9191/PORT-1-2-LINEOUT-PSS_NAB_9177/PORT-1-2-LINEIN PSS_NAB_9032/PORT-1-6-LINEOUT-PSS_BAR_9222/PORT-1-5-LINEIN PSS_NAB_9031/PORT-1-7-LINEOUT-PSS_NAB_9032/RA2P-1-2-LINEIN PSS_NAB_9236-TR/PORT-1-2-LINEOUT-PSS_NAB_9031/PORT-1-2-LINEIN PSS_NAB_9236-TR/PORT-1-5-LINEOUT-PSS_NAB_9177/PORT-1-3-LINEIN | PSS_NAB_9191 PSS_NAB_9177 PSS_NAB_9032 PSS_BAR_9222 PSS_NAB_9031 PSS_NAB_9236-TR | PSS_NAB_9191/PSC-28-1-B1/S2AD200-1-35-L1/OS PSS_BAR_9222/S2AD200-3-31-L1/SFD-28-1-9260/OS |  |  |  | PSS_BAR_9222/OTUODU4-3-31-1 PSS_NAB_9191/OTUODU4-1-35-_11019:8
12161 | PSS_BAR_9148/S13X100-5-9-C32 PSS_NAB_923_5342:1 DSR:1 | PSS_BAR_9148/S13X100-5-9-C32 PSS_NAB_923_5342:1 DSR:1 |  | 100GbE | odu4 | MANAGED_PLANE | UNPROTECTED | NA | MANAGED_PLANE | BiDirectional | Up | NOTAVAILABLE | -0.001 | -0.001 | PSS_BAR_9148 | 1830 PSS-32 | S13X100 | S13X100-5-9-C32 | PSS_NAB_9236-TR | 1830 PSS-32 | S13X100 | S13X100-2-17-C32 | Started | Started | Minor | Minor | No | No | 2025-02-11 11:58:30 | SYSTEM_NOTIF | PSS_NAB_9191/PORT-1-2-LINEOUT-PSS_NAB_9177/PORT-1-2-LINEIN PSS_NAB_9191/PORT-1-6-LINEOUT-PSS_BAR_9148/PORT-5-2-LINEIN PSS_NAB_9236-TR/PORT-1-5-LINEOUT-PSS_NAB_9177/PORT-1-3-LINEIN | PSS_NAB_9191 PSS_NAB_9177 PSS_BAR_9148 PSS_NAB_9236-TR | PSS_BAR_9148/OPS-5-29-SIG/S13X100-5-9-L1/OS PSS_BAR_9148/OPS-5-29-A/SFD-31-1-9250/OS PSS_NAB_9236-TR/OPS-1-34-SIG/S13X100-2-17-L1/OS PSS_NAB_9236-TR/OPS-1-34-A/SFD-26-1-9250/OS |  |  |  | PSS_BAR_9148/OTUODU4-5-9-L1 PSS_NAB_9236-TR/OTUODU4-2-1_5331:7
12166 | PSS_BAR_9148/S13X100-3-12-C32 PSS_SOS_90_9193:1 DSR:1 | PSS_BAR_9148/S13X100-3-12-C32 PSS_SOS_90_9193:1 DSR:1 |  | 100GbE | odu4 | MANAGED_PLANE | UNPROTECTED | NA | MANAGED_PLANE | BiDirectional | Up | INVALID | 0.0 | -0.001 | PSS_SOS_9004 | 1830 PSS-32 | S13X100 | S13X100-4-5-C32 | PSS_BAR_9148 | 1830 PSS-32 | S13X100 | S13X100-3-12-C32 | Started | Started | Cleared | Cleared | No | No | 2025-02-11 11:58:41 | SYSTEM_NOTIF | PSS_NAB_9191/PORT-1-2-LINEOUT-PSS_NAB_9177/PORT-1-2-LINEIN PSS_NAB_9191/PORT-1-10-LINEOUT-PSS_SOS_9004/PORT-4-2-LINEIN PSS_BAR_9222/PORT-2-2-LINEOUT-PSS_BAR_9148/PORT-3-2-LINEIN PSS_NAB_9032/PORT-1-6-LINEOUT-PSS_BAR_9222/PORT-1-5-LINEIN PSS_NAB_9031/PORT-1-7-LINEOUT-PSS_NAB_9032/RA2P-1-2-LINEIN PSS_NAB_9236-TR/PORT-1-2-LINEOUT-PSS_NAB_9031/PORT-1-2-LINEIN PSS_NAB_9236-TR/PORT-1-5-LINEOUT-PSS_NAB_9177/PORT-1-3-LINEIN | PSS_NAB_9191 PSS_NAB_9177 PSS_SOS_9004 PSS_BAR_9222 PSS_BAR_9148 PSS_NAB_9032 PSS_NAB_9031 PSS_NAB_9236-TR | PSS_BAR_9148/S13X100-3-12-L1/SFD-29-1-9340/OS PSS_SOS_9004/S13X100-4-5-L1/SFD-33-1-9340/OS |  |  |  | PSS_BAR_9148/OTUODU4-3-12-L1 PSS_SOS_9004/OTUODU4-4-5-L_9146:11
12172 | PSS_BAR_9222/S13X100-1-6-C9 PSS_NAB_917_11337:3 DSR:1 | PSS_BAR_9222/S13X100-1-6-C9 PSS_NAB_917_11337:3 DSR:1 |  | 10GbE | odu2e | MANAGED_PLANE | UNPROTECTED | NA | MANAGED_PLANE | BiDirectional | Up | INVALID | 0.0 | -0.001 | PSS_NAB_9177 | 1830 PSS-32 | S13X100 | S13X100-1-17-C9 | PSS_BAR_9222 | 1830 PSS-32 | S13X100 | S13X100-1-6-C9 | Started | Started | Cleared | Cleared | No | No | 2025-02-11 11:59:14 | SYSTEM_NOTIF | PSS_NAB_9032/PORT-1-6-LINEOUT-PSS_BAR_9222/PORT-1-5-LINEIN PSS_NAB_9031/PORT-1-7-LINEOUT-PSS_NAB_9032/RA2P-1-2-LINEIN PSS_NAB_9236-TR/PORT-1-2-LINEOUT-PSS_NAB_9031/PORT-1-2-LINEIN PSS_NAB_9236-TR/PORT-1-5-LINEOUT-PSS_NAB_9177/PORT-1-3-LINEIN | PSS_NAB_9032 PSS_BAR_9222 PSS_NAB_9031 PSS_NAB_9236-TR PSS_NAB_9177 | PSS_BAR_9222/S13X100-1-6-L1/SFD-28-1-9190/OS PSS_NAB_9177/PSC-25-1-A1/S13X100-1-17-L1/OS |  |  |  | PSS_BAR_9222/OTUODU4-1-6-L1 PSS_NAB_9177/OTUODU4-1-17-_11330:2
12173 | PSS_BAR_9222/S13X100-1-6-C10 PSS_NAB_91_11363:1 DSR:1 | PSS_BAR_9222/S13X100-1-6-C10 PSS_NAB_91_11363:1 DSR:1 |  | 10GbE | odu2 | MANAGED_PLANE | UNPROTECTED | NA | MANAGED_PLANE | BiDirectional | Up | INVALID | 0.0 | -0.001 | PSS_NAB_9177 | 1830 PSS-32 | 11QPA4 | 11QPA4-1-16-C3 | PSS_BAR_9222 | 1830 PSS-32 | S13X100 | S13X100-1-6-C10 | Started | Started | Cleared | Cleared | No | No | 2025-02-11 11:59:16 | SYSTEM_NOTIF | PSS_NAB_9032/PORT-1-6-LINEOUT-PSS_BAR_9222/PORT-1-5-LINEIN PSS_NAB_9031/PORT-1-7-LINEOUT-PSS_NAB_9032/RA2P-1-2-LINEIN PSS_NAB_9236-TR/PORT-1-2-LINEOUT-PSS_NAB_9031/PORT-1-2-LINEIN PSS_NAB_9236-TR/PORT-1-5-LINEOUT-PSS_NAB_9177/PORT-1-3-LINEIN | PSS_NAB_9032 PSS_BAR_9222 PSS_NAB_9031 PSS_NAB_9236-TR PSS_NAB_9177 | PSS_NAB_9177/11QPA4-1-16-L3/S13X100-1-17-C10/OS PSS_BAR_9222/S13X100-1-6-L1/SFD-28-1-9190/OS PSS_NAB_9177/PSC-25-1-A1/S13X100-1-17-L1/OS |  |  |  | PSS_NAB_9177/OTU-1-17-C10 PSS_NAB_9177/11QPA4-1-16-L3 OTU2 PSS_BAR_9222/OTUODU4-1-6-L1 PSS_NAB_9177/OTUODU4-1-17-_11330:2
12174 | PSS_BAR_9222/S13X100-1-6-C8 PSS_NAB_917_11334:2 DSR:1 | PSS_BAR_9222/S13X100-1-6-C8 PSS_NAB_917_11334:2 DSR:1 |  | 10GbE | odu2e | MANAGED_PLANE | UNPROTECTED | NA | MANAGED_PLANE | BiDirectional | Up | INVALID | 0.0 | -0.001 | PSS_NAB_9177 | 1830 PSS-32 | S13X100 | S13X100-1-17-C8 | PSS_BAR_9222 | 1830 PSS-32 | S13X100 | S13X100-1-6-C8 | Started | Started | Cleared | Cleared | No | No | 2025-02-11 11:59:16 | SYSTEM_NOTIF | PSS_NAB_9032/PORT-1-6-LINEOUT-PSS_BAR_9222/PORT-1-5-LINEIN PSS_NAB_9031/PORT-1-7-LINEOUT-PSS_NAB_9032/RA2P-1-2-LINEIN PSS_NAB_9236-TR/PORT-1-2-LINEOUT-PSS_NAB_9031/PORT-1-2-LINEIN PSS_NAB_9236-TR/PORT-1-5-LINEOUT-PSS_NAB_9177/PORT-1-3-LINEIN | PSS_NAB_9032 PSS_BAR_9222 PSS_NAB_9031 PSS_NAB_9236-TR PSS_NAB_9177 | PSS_BAR_9222/S13X100-1-6-L1/SFD-28-1-9190/OS PSS_NAB_9177/PSC-25-1-A1/S13X100-1-17-L1/OS |  |  |  | PSS_BAR_9222/OTUODU4-1-6-L1 PSS_NAB_9177/OTUODU4-1-17-_11330:2
12182 | PSS_BAR_9148/11QPA4-3-7-L1-1 PSS_NAB_92_11488:1 DSR:1 | PSS_BAR_9148/11QPA4-3-7-L1-1 PSS_NAB_92_11488:1 DSR:1 |  | 10GbE | odu2 | NA | E_SNCP | NA | MANAGED_PLANE | BiDirectional | Up | NOT COMPUTED | 0.0 | 0.0 | PSS_NAB_9236-TR | 1830 PSS-32 | 11QPA4 | 11QPA4-1-15-C1 | PSS_BAR_9148 | 1830 PSS-32 | 11QPA4 | 11QPA4-3-7-C1 | Started | Started | Cleared | Cleared | No | No | 2025-02-11 11:59:50 | SYSTEM_NOTIF | PSS_BAR_9222/PORT-2-2-LINEOUT-PSS_BAR_9148/PORT-3-2-LINEIN PSS_NAB_9032/PORT-1-6-LINEOUT-PSS_BAR_9222/PORT-1-5-LINEIN PSS_NAB_9031/PORT-1-7-LINEOUT-PSS_NAB_9032/RA2P-1-2-LINEIN PSS_NAB_9236-TR/PORT-1-2-LINEOUT-PSS_NAB_9031/PORT-1-2-LINEIN | PSS_BAR_9148 PSS_NAB_9031 PSS_NAB_9032 PSS_BAR_9222 PSS_NAB_9236-TR | PSS_BAR_9222/S13X100-1-4-C9/S13X100-2-3-C9/OS PSS_NAB_9032/S13X100-1-14-C9/S13X100-1-17-C9/OS PSS_NAB_9031/S13X100-1-15-C9/S13X100-1-16-C9/OS PSS_BAR_9222/S13X100-2-3-L1/SFD-26-1-9290/OS PSS_BAR_9148/S13X100-3-4-L1/SFD-29-1-9290/OS PSS_BAR_9148/S13X100-3-4-C9/11QPA4-3-7-L1/OS PSS_NAB_9236-TR/11QPA4-1-15-L1/S13X100-1-13-C9/OS PSS_BAR_9222/S13X100-1-4-L1/SFD-28-1-9200/OS PSS_NAB_9032/PSC-30-1-B1/S13X100-1-14-L1/OS PSS_NAB_9031/S13X100-1-16-L1/SFD-29-1-9200/OS PSS_NAB_9032/PSC-30-1-A1/S13X100-1-17-L1/OS PSS_NAB_9236-TR/S13X100-1-13-L1/SFD-25-1-9200/OS PSS_NAB_9031/S13X100-1-15-L1/PSC-30-1-B1/OS | PSS_NAB_9191/PORT-1-6-LINEOUT-PSS_BAR_9148/PORT-5-2-LINEIN PSS_NAB_9191/PORT-1-2-LINEOUT-PSS_NAB_9177/PORT-1-2-LINEIN PSS_NAB_9236-TR/PORT-1-5-LINEOUT-PSS_NAB_9177/PORT-1-3-LINEIN | PSS_NAB_9236-TR PSS_NAB_9191 PSS_BAR_9148 PSS_NAB_9177 | PSS_BAR_9148/S13X100-5-5-L1/SFD-31-1-9170/OS PSS_NAB_9191/PSC-28-1-A2/S13X100-1-8-L1/OS PSS_NAB_9191/S13X100-1-8-C9/S13X100-1-9-C9/OS PSS_NAB_9236-TR/11QPA4-1-15-L2/S13X100-1-12-C9/OS PSS_BAR_9148/11QPA4-3-7-L2/S13X100-5-5-C9/OS PSS_NAB_9191/PSC-28-1-B2/S13X100-1-9-L1/OS PSS_NAB_9236-TR/S13X100-1-12-L1/SFD-26-1-9280/OS | PSS_BAR_9222/OTU-1-4-C9 PSS_BAR_9222/OTU-2-3-C9 OTU2 PSS_NAB_9032/OTU-1-14-C9 PSS_NAB_9032/OTU-1-17-C9 OTU2 PSS_NAB_9031/OTU-1-15-C9 PSS_NAB_9031/OTU-1-16-C9 OTU2 PSS_BAR_9222/OTUODU4-2-3-L1 PSS_BAR_9148/OTUODU4-3-4-L1 ODU4 OTU4#1 PSS_BAR_9148/S13X100-3-4-C9/11QPA4-3-7-L1/OS OTU2:1 PSS_NAB_9236-TR/11QPA4-1-15-L1 PSS_NAB_9236-TR/OTU-1-13-C9 OTU2 PSS_BAR_9222/OTUODU4-1-4-L1 PSS_NAB_9032/OTUODU4-1-14-_11404:3 PSS_NAB_9032/OTUODU4-1-17-L1 PSS_NAB_9031/OTUODU4-1-16_11438:3 PSS_NAB_9031/OTUODU4-1-15-L1 PSS_NAB_9236-TR/OTUODU4-1_11449:1 | PSS_BAR_9148/OTUODU4-5-5-L1 PSS_NAB_9191/OTUODU4-1-8-L1 ODU4 OTU4#1 PSS_NAB_9191/OTU-1-8-C9 PSS_NAB_9191/OTU-1-9-C9 OTU2 PSS_NAB_9236-TR/11QPA4-1-15-L2 PSS_NAB_9236-TR/OTU-1-12-C9 OTU2 PSS_BAR_9148/OTU-5-5-C9 PSS_BAR_9148/11QPA4-3-7-L2 OTU2 PSS_NAB_9191/OTUODU4-1-9-L1 PSS_NAB_9236-TR/OTUODU4-1-_11672:10
12183 | PE9222 -B 3/2/8 -PE9176 2/1/2 ODU2E#1:4 DSR:1 | PE9222 -B 3/2/8 -PE9176 2/1/2 ODU2E#1:4 DSR:1 |  | 10GbE | odu2e | MANAGED_PLANE | UNPROTECTED | NA | MANAGED_PLANE | BiDirectional | Up | INVALID | 0.0 | -0.001 | PSS_NAB_9191 | 1830 PSS-32 | S13X100 | S13X100-1-9-C5 | PSS_BAR_9222 | 1830 PSS-32 | S13X100 | S13X100-1-4-C5 | Started | Started | Cleared | Cleared | No | No | 2025-02-11 11:59:55 | SYSTEM_NOTIF | PSS_NAB_9032/PORT-1-6-LINEOUT-PSS_BAR_9222/PORT-1-5-LINEIN PSS_NAB_9031/PORT-1-7-LINEOUT-PSS_NAB_9032/RA2P-1-2-LINEIN PSS_NAB_9236-TR/PORT-1-2-LINEOUT-PSS_NAB_9031/PORT-1-2-LINEIN PSS_NAB_9191/PORT-1-2-LINEOUT-PSS_NAB_9177/PORT-1-2-LINEIN PSS_NAB_9236-TR/PORT-1-5-LINEOUT-PSS_NAB_9177/PORT-1-3-LINEIN | PSS_NAB_9032 PSS_BAR_9222 PSS_NAB_9031 PSS_NAB_9032 PSS_NAB_9236-TR PSS_NAB_9031 PSS_NAB_9191 PSS_NAB_9177 PSS_NAB_9236-TR | PSS_BAR_9222/S13X100-1-4-L1/SFD-28-1-9200/OS PSS_NAB_9032/PSC-30-1-B1/S13X100-1-14-L1/OS PSS_NAB_9031/S13X100-1-16-L1/SFD-29-1-9200/OS PSS_NAB_9032/PSC-30-1-A1/S13X100-1-17-L1/OS PSS_NAB_9032/S13X100-1-14-C5/S13X100-1-17-C5/OS PSS_NAB_9031/S13X100-1-15-C5/S13X100-1-16-C5/OS PSS_NAB_9236-TR/S13X100-1-12-C5/S13X100-1-13-C5/OS PSS_NAB_9236-TR/S13X100-1-13-L1/SFD-25-1-9200/OS PSS_NAB_9031/S13X100-1-15-L1/PSC-30-1-B1/OS PSS_NAB_9191/PSC-28-1-B2/S13X100-1-9-L1/OS PSS_NAB_9236-TR/S13X100-1-12-L1/SFD-26-1-9280/OS |  |  |  | PSS_BAR_9222/OTUODU4-1-4-L1 PSS_NAB_9032/OTUODU4-1-14-_11404:3 PSS_NAB_9032/OTUODU4-1-17-L1 PSS_NAB_9031/OTUODU4-1-16_11438:3 PSS_NAB_9032/OTU-1-14-C5 PSS_NAB_9032/OTU-1-17-C5 OTU2E PSS_NAB_9031/OTU-1-15-C5 PSS_NAB_9031/OTU-1-16-C5 OTU2E PSS_NAB_9236-TR/OTU-1-13-C5 PSS_NAB_9236-TR/OTU-1-12-C5 OTU2E PSS_NAB_9031/OTUODU4-1-15-L1 PSS_NAB_9236-TR/OTUODU4-1_11449:1 PSS_NAB_9191/OTUODU4-1-9-L1 PSS_NAB_9236-TR/OTUODU4-1-_11672:10
12185 | PE9222_B(3/2/4)#PE9176(2/1/1) ODU2#1:3 DSR:1 | PE9222_B(3/2/4)#PE9176(2/1/1) ODU2#1:3 DSR:1 |  | 10GbE | odu2 | MANAGED_PLANE | UNPROTECTED | NA | MANAGED_PLANE | BiDirectional | Up | NOTAVAILABLE | -0.001 | -0.001 | PSS_BAR_9222 | 1830 PSS-32 | S13X100 | S13X100-1-4-C4 | PSS_NAB_9191 | 1830 PSS-32 | 11QPA4 | 11QPA4-1-15-C3 | Started | Started | Cleared | Cleared | No | No | 2025-02-11 12:00:14 | SYSTEM_NOTIF | PSS_NAB_9032/PORT-1-6-LINEOUT-PSS_BAR_9222/PORT-1-5-LINEIN PSS_NAB_9031/PORT-1-7-LINEOUT-PSS_NAB_9032/RA2P-1-2-LINEIN PSS_NAB_9236-TR/PORT-1-2-LINEOUT-PSS_NAB_9031/PORT-1-2-LINEIN PSS_NAB_9191/PORT-1-2-LINEOUT-PSS_NAB_9177/PORT-1-2-LINEIN PSS_NAB_9236-TR/PORT-1-5-LINEOUT-PSS_NAB_9177/PORT-1-3-LINEIN | PSS_NAB_9032 PSS_BAR_9222 PSS_NAB_9031 PSS_NAB_9032 PSS_NAB_9236-TR PSS_NAB_9031 PSS_NAB_9191 PSS_NAB_9177 PSS_NAB_9236-TR | PSS_BAR_9222/S13X100-1-4-L1/SFD-28-1-9200/OS PSS_NAB_9032/PSC-30-1-B1/S13X100-1-14-L1/OS PSS_NAB_9031/S13X100-1-16-L1/SFD-29-1-9200/OS PSS_NAB_9032/PSC-30-1-A1/S13X100-1-17-L1/OS PSS_NAB_9031/S13X100-1-15-C4/S13X100-1-16-C4/OS PSS_NAB_9236-TR/S13X100-1-12-C4/S13X100-1-13-C4/OS PSS_NAB_9032/S13X100-1-14-C4/S13X100-1-17-C4/OS PSS_NAB_9191/11QPA4-1-15-L3/S13X100-1-9-C4/OS PSS_NAB_9236-TR/S13X100-1-13-L1/SFD-25-1-9200/OS PSS_NAB_9031/S13X100-1-15-L1/PSC-30-1-B1/OS PSS_NAB_9191/PSC-28-1-B2/S13X100-1-9-L1/OS PSS_NAB_9236-TR/S13X100-1-12-L1/SFD-26-1-9280/OS |  |  |  | PSS_BAR_9222/OTUODU4-1-4-L1 PSS_NAB_9032/OTUODU4-1-14-_11404:3 PSS_NAB_9032/OTUODU4-1-17-L1 PSS_NAB_9031/OTUODU4-1-16_11438:3 PSS_NAB_9031/OTU-1-15-C4 PSS_NAB_9031/OTU-1-16-C4 OTU2 PSS_NAB_9236-TR/OTU-1-12-C4 PSS_NAB_9236-TR/OTU-1-13-C4 OTU2 PSS_NAB_9032/OTU-1-14-C4 PSS_NAB_9032/OTU-1-17-C4 OTU2 PSS_NAB_9191/11QPA4-1-15-L3 PSS_NAB_9191/OTU-1-9-C4 OTU2 PSS_NAB_9031/OTUODU4-1-15-L1 PSS_NAB_9236-TR/OTUODU4-1_11449:1 PSS_NAB_9191/OTUODU4-1-9-L1 PSS_NAB_9236-TR/OTUODU4-1-_11672:10
12186 | PSS_BAR_9148/11QPA4-3-7-L3-1 PSS_NAB_92_11498:2 DSR:1 | PSS_BAR_9148/11QPA4-3-7-L3-1 PSS_NAB_92_11498:2 DSR:1 |  | 10GbE | odu2 | NA | E_SNCP | NA | MANAGED_PLANE | BiDirectional | Up | NOT COMPUTED | 0.0 | 0.0 | PSS_NAB_9236-TR | 1830 PSS-32 | 11QPA4 | 11QPA4-1-15-C3 | PSS_BAR_9148 | 1830 PSS-32 | 11QPA4 | 11QPA4-3-7-C3 | Started | Started | Cleared | Cleared | No | No | 2025-02-11 12:00:17 | SYSTEM_NOTIF | PSS_BAR_9222/PORT-2-2-LINEOUT-PSS_BAR_9148/PORT-3-2-LINEIN PSS_NAB_9032/PORT-1-6-LINEOUT-PSS_BAR_9222/PORT-1-5-LINEIN PSS_NAB_9031/PORT-1-7-LINEOUT-PSS_NAB_9032/RA2P-1-2-LINEIN PSS_NAB_9236-TR/PORT-1-2-LINEOUT-PSS_NAB_9031/PORT-1-2-LINEIN | PSS_BAR_9148 PSS_NAB_9031 PSS_NAB_9032 PSS_BAR_9222 PSS_NAB_9236-TR | PSS_NAB_9032/S13X100-1-14-C10/S13X100-1-17-C10/OS PSS_BAR_9222/S13X100-1-4-C10/S13X100-2-3-C10/OS PSS_NAB_9031/S13X100-1-15-C10/S13X100-1-16-C10/OS PSS_BAR_9222/S13X100-2-3-L1/SFD-26-1-9290/OS PSS_BAR_9148/S13X100-3-4-L1/SFD-29-1-9290/OS PSS_BAR_9148/11QPA4-3-7-L3/S13X100-3-4-C10/OS PSS_NAB_9236-TR/11QPA4-1-15-L3/S13X100-1-13-C10/OS PSS_BAR_9222/S13X100-1-4-L1/SFD-28-1-9200/OS PSS_NAB_9032/PSC-30-1-B1/S13X100-1-14-L1/OS PSS_NAB_9031/S13X100-1-16-L1/SFD-29-1-9200/OS PSS_NAB_9032/PSC-30-1-A1/S13X100-1-17-L1/OS PSS_NAB_9236-TR/S13X100-1-13-L1/SFD-25-1-9200/OS PSS_NAB_9031/S13X100-1-15-L1/PSC-30-1-B1/OS | PSS_NAB_9191/PORT-1-6-LINEOUT-PSS_BAR_9148/PORT-5-2-LINEIN PSS_NAB_9191/PORT-1-2-LINEOUT-PSS_NAB_9177/PORT-1-2-LINEIN PSS_NAB_9236-TR/PORT-1-5-LINEOUT-PSS_NAB_9177/PORT-1-3-LINEIN | PSS_NAB_9236-TR PSS_NAB_9191 PSS_BAR_9148 PSS_NAB_9177 | PSS_BAR_9148/S13X100-5-5-L1/SFD-31-1-9170/OS PSS_NAB_9191/PSC-28-1-A2/S13X100-1-8-L1/OS PSS_NAB_9191/S13X100-1-8-C10/S13X100-1-9-C10/OS PSS_BAR_9148/11QPA4-3-7-L4/S13X100-5-5-C10/OS PSS_NAB_9236-TR/11QPA4-1-15-L4/S13X100-1-12-C10/OS PSS_NAB_9191/PSC-28-1-B2/S13X100-1-9-L1/OS PSS_NAB_9236-TR/S13X100-1-12-L1/SFD-26-1-9280/OS | PSS_NAB_9032/OTU-1-14-C10 PSS_NAB_9032/OTU-1-17-C10 OTU2 PSS_BAR_9222/OTU-2-3-C10 PSS_BAR_9222/OTU-1-4-C10 OTU2 PSS_NAB_9031/OTU-1-15-C10 PSS_NAB_9031/OTU-1-16-C10 OTU2 PSS_BAR_9222/OTUODU4-2-3-L1 PSS_BAR_9148/OTUODU4-3-4-L1 ODU4 OTU4#1 PSS_BAR_9148/11QPA4-3-7-L3 PSS_BAR_9148/OTU-3-4-C10 OTU2 PSS_NAB_9236-TR/11QPA4-1-15-L3 PSS_NAB_9236-TR/OTU-1-13-C10 OTU2 PSS_BAR_9222/OTUODU4-1-4-L1 PSS_NAB_9032/OTUODU4-1-14-_11404:3 PSS_NAB_9032/OTUODU4-1-17-L1 PSS_NAB_9031/OTUODU4-1-16_11438:3 PSS_NAB_9031/OTUODU4-1-15-L1 PSS_NAB_9236-TR/OTUODU4-1_11449:1 | PSS_BAR_9148/OTUODU4-5-5-L1 PSS_NAB_9191/OTUODU4-1-8-L1 ODU4 OTU4#1 PSS_NAB_9191/OTU-1-9-C10 PSS_NAB_9191/OTU-1-8-C10 OTU2 PSS_BAR_9148/11QPA4-3-7-L4 PSS_BAR_9148/OTU-5-5-C10 OTU2 PSS_NAB_9236-TR/OTU-1-12-C10 PSS_NAB_9236-TR/11QPA4-1-15-L4 OTU2 PSS_NAB_9191/OTUODU4-1-9-L1 PSS_NAB_9236-TR/OTUODU4-1-_11672:10
12203 | PSS_BAR_9148/S13X100-4-5-C7 PSS_NAB_9031/S13X100-1-15-C7 DSR | PSS_BAR_9148/S13X100-4-5-C7 PSS_NAB_9031/S13X100-1-15-C7 DSR |  | 10GbE | odu2e | MANAGED_PLANE | UNPROTECTED | NA | MANAGED_PLANE | BiDirectional | Up | INVALID | 0.0 | 0.0 | PSS_BAR_9148 | 1830 PSS-32 | S13X100 | S13X100-4-5-C7 | PSS_NAB_9031 | 1830 PSS-32 | S13X100 | S13X100-1-15-C7 | Started | Started | Cleared | Cleared | No | No | 2025-02-11 23:38:20 | USER | PSS_NAB_9191/PORT-1-6-LINEOUT-PSS_BAR_9148/PORT-5-2-LINEIN PSS_NAB_9236-TR/PORT-1-2-LINEOUT-PSS_NAB_9031/PORT-1-2-LINEIN PSS_NAB_9191/PORT-1-2-LINEOUT-PSS_NAB_9177/PORT-1-2-LINEIN PSS_NAB_9236-TR/PORT-1-5-LINEOUT-PSS_NAB_9177/PORT-1-3-LINEIN | PSS_NAB_9191 PSS_BAR_9148 PSS_NAB_9236-TR PSS_NAB_9031 PSS_NAB_9191 PSS_NAB_9177 PSS_NAB_9236-TR | PSS_BAR_9148/S13X100-4-5-L1/SFD-31-1-9180/OS PSS_NAB_9191/S13X100-1-12-L1/PSC-28-1-A1/OS PSS_NAB_9236-TR/S13X100-1-13-L1/SFD-25-1-9200/OS PSS_NAB_9031/S13X100-1-15-L1/PSC-30-1-B1/OS PSS_NAB_9191/PSC-28-1-B2/S13X100-1-9-L1/OS PSS_NAB_9236-TR/S13X100-1-12-L1/SFD-26-1-9280/OS PSS_NAB_9191/S13X100-1-12-C7/S13X100-1-9-C7/OS PSS_NAB_9236-TR/S13X100-1-12-C7/S13X100-1-13-C7/OS |  |  |  | PSS_BAR_9148/OTUODU4-4-5-L1 PSS_NAB_9191/OTUODU4-1-12-L1 ODU4 OTU4#1 PSS_NAB_9031/OTUODU4-1-15-L1 PSS_NAB_9236-TR/OTUODU4-1_11449:1 PSS_NAB_9191/OTUODU4-1-9-L1 PSS_NAB_9236-TR/OTUODU4-1-_11672:10 PSS_NAB_9191/OTU-1-12-C7 PSS_NAB_9191/OTU-1-9-C7 OTU2E PSS_NAB_9236-TR/OTU-1-12-C7 PSS_NAB_9236-TR/OTU-1-13-C7 OTU2E
12206 | PSS_BAR_9148/S13X100-5-5-C8 PSS_NAB_9031/S13X100-1-15-C8 DSR | PSS_BAR_9148/S13X100-5-5-C8 PSS_NAB_9031/S13X100-1-15-C8 DSR |  | 10GbE | odu2e | MANAGED_PLANE | UNPROTECTED | NA | MANAGED_PLANE | BiDirectional | Up | VALID | 0.994 | 0.0 | PSS_BAR_9148 | 1830 PSS-32 | S13X100 | S13X100-5-5-C8 | PSS_NAB_9031 | 1830 PSS-32 | S13X100 | S13X100-1-15-C8 | Started | Started | Cleared | Cleared | No | No | 2025-02-11 23:54:51 | USER | PSS_NAB_9191/PORT-1-6-LINEOUT-PSS_BAR_9148/PORT-5-2-LINEIN PSS_NAB_9236-TR/PORT-1-2-LINEOUT-PSS_NAB_9031/PORT-1-2-LINEIN PSS_NAB_9191/PORT-1-2-LINEOUT-PSS_NAB_9177/PORT-1-2-LINEIN PSS_NAB_9236-TR/PORT-1-5-LINEOUT-PSS_NAB_9177/PORT-1-3-LINEIN | PSS_NAB_9191 PSS_BAR_9148 PSS_NAB_9236-TR PSS_NAB_9031 PSS_NAB_9191 PSS_NAB_9177 PSS_NAB_9236-TR | PSS_BAR_9148/S13X100-5-5-L1/SFD-31-1-9170/OS PSS_NAB_9191/PSC-28-1-A2/S13X100-1-8-L1/OS PSS_NAB_9236-TR/S13X100-1-13-L1/SFD-25-1-9200/OS PSS_NAB_9031/S13X100-1-15-L1/PSC-30-1-B1/OS PSS_NAB_9191/PSC-28-1-B2/S13X100-1-9-L1/OS PSS_NAB_9236-TR/S13X100-1-12-L1/SFD-26-1-9280/OS PSS_NAB_9191/S13X100-1-8-C8/S13X100-1-9-C8/OS PSS_NAB_9236-TR/S13X100-1-12-C8/S13X100-1-13-C8/OS |  |  |  | PSS_BAR_9148/OTUODU4-5-5-L1 PSS_NAB_9191/OTUODU4-1-8-L1 ODU4 OTU4#1 PSS_NAB_9031/OTUODU4-1-15-L1 PSS_NAB_9236-TR/OTUODU4-1_11449:1 PSS_NAB_9191/OTUODU4-1-9-L1 PSS_NAB_9236-TR/OTUODU4-1-_11672:10 PSS_NAB_9191/OTU-1-8-C8 PSS_NAB_9191/OTU-1-9-C8 OTU2E PSS_NAB_9236-TR/OTU-1-12-C8 PSS_NAB_9236-TR/OTU-1-13-C8 OTU2E
12271 | PSS_TUN_9002/8P20-2-16-C6 PSS_NAB_9236-TR/8P20-1-9-C6 DSR | PSS_TUN_9002/8P20-2-16-C6 PSS_NAB_9236-TR/8P20-1-9-C6 DSR |  | 1GbE | odu0 | MANAGED_PLANE | SERVER_PROTECTED | NA | MANAGED_PLANE | BiDirectional | Up | NOTAVAILABLE | 1.081 | 0.0 | PSS_TUN_9002 | 1830 PSS-32 | 8P20 | 8P20-2-16-C6 | PSS_NAB_9236-TR | 1830 PSS-32 | 8P20 | 8P20-1-9-C6 | Started | Started | Cleared | Cleared | No | No | 2025-02-12 23:45:30 | USER | PSS_TUN_9002/PORT-2-2-LINEOUT-PSS_BAR_9148/PORT-4-2-LINEIN PSS_NAB_9191/PORT-1-6-LINEOUT-PSS_BAR_9148/PORT-5-2-LINEIN PSS_NAB_9191/PORT-1-2-LINEOUT-PSS_NAB_9177/PORT-1-2-LINEIN PSS_NAB_9236-TR/PORT-1-5-LINEOUT-PSS_NAB_9177/PORT-1-3-LINEIN | PSS_NAB_9177 PSS_TUN_9002 PSS_NAB_9191 PSS_NAB_9236-TR PSS_BAR_9148 | PSS_BAR_9148/S13X100-4-15-L1/SFD-26-1-9280/OS PSS_TUN_9002/S13X100-2-6-L1/SFD-25-1-9280/OS PSS_BAR_9148/S13X100-4-5-L1/SFD-31-1-9180/OS PSS_NAB_9191/S13X100-1-12-L1/PSC-28-1-A1/OS PSS_NAB_9191/PSC-28-1-B2/S13X100-1-9-L1/OS PSS_NAB_9236-TR/S13X100-1-12-L1/SFD-26-1-9280/OS PSS_NAB_9236-TR/8P20-1-9-L2/S13X100-1-12-C3/OS PSS_NAB_9191/S13X100-1-12-C5/S13X100-1-9-C3/OS PSS_TUN_9002/8P20-2-16-L1/S13X100-2-6-C2/OS PSS_BAR_9148/S13X100-4-15-C2/S13X100-4-5-C5/OS | PSS_NAB_9032/PORT-1-6-LINEOUT-PSS_BAR_9222/PORT-1-5-LINEIN PSS_BAR_9222/PORT-1-2-LINEOUT-PSS_TUN_9002/PORT-4-2-LINEIN PSS_NAB_9031/PORT-1-7-LINEOUT-PSS_NAB_9032/RA2P-1-2-LINEIN PSS_NAB_9236-TR/PORT-1-2-LINEOUT-PSS_NAB_9031/PORT-1-2-LINEIN | PSS_TUN_9002 PSS_NAB_9031 PSS_NAB_9032 PSS_BAR_9222 PSS_NAB_9236-TR | PSS_BAR_9222/S13X100-1-4-L1/SFD-28-1-9200/OS PSS_NAB_9032/PSC-30-1-B1/S13X100-1-14-L1/OS PSS_BAR_9222/S13X100-1-3-L1/SFD-25-1-9220/OS PSS_TUN_9002/S13X100-4-9-L1/SFD-28-1-9220/OS PSS_NAB_9031/S13X100-1-16-L1/SFD-29-1-9200/OS PSS_NAB_9032/PSC-30-1-A1/S13X100-1-17-L1/OS PSS_BAR_9222/S13X100-1-3-C2/S13X100-1-4-C1/OS PSS_NAB_9236-TR/S13X100-1-13-L1/SFD-25-1-9200/OS PSS_NAB_9031/S13X100-1-15-L1/PSC-30-1-B1/OS PSS_NAB_9236-TR/8P20-1-9-L1/S13X100-1-13-C1/OS PSS_TUN_9002/8P20-2-16-L2/S13X100-4-9-C2/OS PSS_NAB_9031/S13X100-1-15-C1/S13X100-1-16-C1/OS PSS_NAB_9032/S13X100-1-14-C1/S13X100-1-17-C1/OS | PSS_TUN_9002/OTUODU4-2-6-L1 PSS_BAR_9148/OTUODU4-4-15-L1 ODU4 OTU4#1 PSS_BAR_9148/OTUODU4-4-5-L1 PSS_NAB_9191/OTUODU4-1-12-L1 ODU4 OTU4#1 PSS_NAB_9191/OTUODU4-1-9-L1 PSS_NAB_9236-TR/OTUODU4-1-_11672:10 PSS_NAB_9236-TR/OTU-1-12-C3 PSS_NAB_9236-TR/OTU-1-9-L2 OTU2 PSS_NAB_9191/OTU-1-9-C3 PSS_NAB_9191/OTU-1-12-C5 OTU2 PSS_TUN_9002/OTU-2-16-L1 PSS_TUN_9002/OTU-2-6-C2 OTU2 PSS_BAR_9148/OTU-4-15-C2 PSS_BAR_9148/OTU-4-5-C5 OTU2 | PSS_BAR_9222/OTUODU4-1-4-L1 PSS_NAB_9032/OTUODU4-1-14-_11404:3 PSS_BAR_9222/OTUODU4-1-3-L1 PSS_TUN_9002/OTUODU4-4-9-L1 ODU4 OTU4#1 PSS_NAB_9032/OTUODU4-1-17-L1 PSS_NAB_9031/OTUODU4-1-16_11438:3 PSS_BAR_9222/OTU-1-3-C2 PSS_BAR_9222/OTU-1-4-C1 OTU2 PSS_NAB_9031/OTUODU4-1-15-L1 PSS_NAB_9236-TR/OTUODU4-1_11449:1 PSS_NAB_9236-TR/OTU-1-9-L1 PSS_NAB_9236-TR/OTU-1-13-C1 OTU2 PSS_TUN_9002/OTU-4-9-C2 PSS_TUN_9002/OTU-2-16-L2 OTU2 PSS_NAB_9031/OTU-1-15-C1 PSS_NAB_9031/OTU-1-16-C1 OTU2 PSS_NAB_9032/OTU-1-14-C1 PSS_NAB_9032/OTU-1-17-C1 OTU2
12287 | PSS_MAH_9448/S13X100-1-4-C9 PSS_SOS_9189/S13X100-1-16-C9 DSR | PSS_MAH_9448/S13X100-1-4-C9 PSS_SOS_9189/S13X100-1-16-C9 DSR |  | 10GbE | odu2e | MANAGED_PLANE | UNPROTECTED | NA | MANAGED_PLANE | BiDirectional | Up | VALID | 0.347 | 0.0 | PSS_MAH_9448 | 1830 PSS-32 | S13X100 | S13X100-1-4-C9 | PSS_SOS_9189 | 1830 PSS-32 | S13X100 | S13X100-1-16-C9 | Started | Started | Minor | Minor | No | No | 2025-02-19 20:06:41 | USER | PSS_SOS_9189/PORT-1-10-LINEOUT-PSS_MAH_9448/PORT-1-2-LINEIN | PSS_SOS_9189 PSS_MAH_9448 | PSS_MAH_9448/S13X100-1-4-L1/SFD-27-1-9260/OS PSS_SOS_9189/PSC-29-1-B1/S13X100-1-16-L1/OS |  |  |  | PSS_SOS_9189/OTUODU4-1-16-L1 PSS_MAH_9448/OTUODU4-1-4-L_7816:1
12373 | PSS_MAH_9448/S13X100-1-16-C9 PSS_SFX_9179/11QPA4-1-16-C3 DSR | PSS_MAH_9448/S13X100-1-16-C9 PSS_SFX_9179/11QPA4-1-16-C3 DSR |  | 10GbE | odu2 | MANAGED_PLANE | UNPROTECTED | NA | MANAGED_PLANE | BiDirectional | Down | VALID | 0.451 | 0.0 | PSS_MAH_9448 | 1830 PSS-32 | S13X100 | S13X100-1-16-C9 | PSS_SFX_9179 | 1830 PSS-32 | 11QPA4 | 11QPA4-1-16-C3 | Started | Started | Cleared | Cleared | No | No | 2025-02-25 01:35:23 | USER | PSS_MAH_9448/PORT-1-3-LINEOUT-PSS_SFX_9015/PORT-1-2-LINEIN PSS_SFX_9179/IROADM-1-4-LINEOUT-PSS_SFX_9015/PORT-4-2-LINEIN | PSS_MAH_9448 PSS_SFX_9015 PSS_SFX_9179 PSS_SFX_9015 | PSS_MAH_9448/PSC-29-1-A1/S13X100-1-16-L1/OS PSS_SFX_9015/S13X100-1-6-L1/SFD-32-1-9270/OS PSS_SFX_9179/SFD-28-1-9500/11QPA4-1-16-L3/OS PSS_SFX_9015/SFD-29-1-9500/11QPA4-4-13-L1/OS PSS_SFX_9015/11QPA4-4-13-C1/S13X100-1-6-C9/OS |  |  |  | PSS_SFX_9015/OTUODU4-1-6-L1 PSS_MAH_9448/OTUODU4-1-16-L_7709:2 PSS_SFX_9015/11QPA4-4-13-L1 PSS_SFX_9179/11QPA4-1-16-L3 OTU2 PSS_SFX_9015/11QPA4-4-13-C1 PSS_SFX_9015/OTU-1-6-C9 OTU2
12410 | PSS_SOS_9004/11QPA4-3-15-L3-1 PSS_SBO_9069/11QPA4-1-15-L1-1 ODU2 DSR:1 | PSS_SOS_9004/11QPA4-3-15-L3-1 PSS_SBO_9069/11QPA4-1-15-L1-1 ODU2 DSR:1 |  | 10GbE | odu2 | NA | UNPROTECTED | NA | MANAGED_PLANE | BiDirectional | Up | NOT SUPPORTED | 0.0 | 0.0 | PSS_SOS_9004 | 1830 PSS-32 | 11QPA4 | 11QPA4-3-15-C3 | PSS_SBO_9069 | 1830 PSS-32 | 11QPA4 | 11QPA4-1-15-C1 | Started | Started | Cleared | Cleared | No | No | 2025-03-01 23:34:23 | SYSTEM | PSS_SBO_9069/A2325A-1-7-LINE-PSS_KAI_9023/RA2P-1-6-LINEIN PSS_SOS_9004/PORT-3-2-LINEOUT-PSS_KAI_9023/AHPHG-1-2-LINE | PSS_SBO_9069 PSS_KAI_9023 PSS_SOS_9004 | PSS_SBO_9069/CWR-1-9-CLS4/11QPA4-1-15-L1/OS PSS_SOS_9004/SFD-31-1-9530/11QPA4-3-15-L3/OS |  |  |  | PSS_SOS_9004/11QPA4-3-15-L3-1 PSS_SBO_9069/11QPA4-1-15-L1-1 ODU2 OTU2#1
12439 | PSS_BAR_9222/8P20-2-26-C6 PSS_BAR_9148/8P20-3-32-C6 DSR | PSS_BAR_9222/8P20-2-26-C6 PSS_BAR_9148/8P20-3-32-C6 DSR |  | STM-16 | odu1 | MANAGED_PLANE | UNPROTECTED | NA | MANAGED_PLANE | BiDirectional | Up | VALID | 0.171 | 0.0 | PSS_BAR_9222 | 1830 PSS-32 | 8P20 | 8P20-2-26-C6 | PSS_BAR_9148 | 1830 PSS-32 | 8P20 | 8P20-3-32-C6 | Started | Started | Cleared | Cleared | No | No | 2025-03-04 01:06:39 | USER | PSS_BAR_9222/PORT-2-2-LINEOUT-PSS_BAR_9148/PORT-3-2-LINEIN | PSS_BAR_9222 PSS_BAR_9148 | PSS_BAR_9222/S13X100-2-3-L1/SFD-26-1-9290/OS PSS_BAR_9148/S13X100-3-4-L1/SFD-29-1-9290/OS PSS_BAR_9148/8P20-3-32-L1/S13X100-3-4-C8/OS PSS_BAR_9222/8P20-2-26-L1/S13X100-2-3-C8/OS |  |  |  | PSS_BAR_9222/OTUODU4-2-3-L1 PSS_BAR_9148/OTUODU4-3-4-L1 ODU4 OTU4#1 PSS_BAR_9148/OTU-3-4-C8 PSS_BAR_9148/OTU-3-32-L1 OTU2 PSS_BAR_9222/OTU-2-26-L1 PSS_BAR_9222/OTU-2-3-C8 OTU2
12442 | PSS_BAR_9222/8P20-2-26-C5 PSS_BAR_9148/8P20-3-32-C5 DSR | PSS_BAR_9222/8P20-2-26-C5 PSS_BAR_9148/8P20-3-32-C5 DSR |  | STM-16 | odu1 | MANAGED_PLANE | UNPROTECTED | NA | MANAGED_PLANE | BiDirectional | Up | VALID | 0.269 | 0.0 | PSS_BAR_9222 | 1830 PSS-32 | 8P20 | 8P20-2-26-C5 | PSS_BAR_9148 | 1830 PSS-32 | 8P20 | 8P20-3-32-C5 | Started | Started | Cleared | Cleared | No | No | 2025-03-04 01:13:13 | USER | PSS_BAR_9222/PORT-2-2-LINEOUT-PSS_BAR_9148/PORT-3-2-LINEIN | PSS_BAR_9222 PSS_BAR_9148 | PSS_BAR_9222/S13X100-2-3-L1/SFD-26-1-9290/OS PSS_BAR_9148/S13X100-3-4-L1/SFD-29-1-9290/OS PSS_BAR_9148/8P20-3-32-L1/S13X100-3-4-C8/OS PSS_BAR_9222/8P20-2-26-L1/S13X100-2-3-C8/OS |  |  |  | PSS_BAR_9222/OTUODU4-2-3-L1 PSS_BAR_9148/OTUODU4-3-4-L1 ODU4 OTU4#1 PSS_BAR_9148/OTU-3-4-C8 PSS_BAR_9148/OTU-3-32-L1 OTU2 PSS_BAR_9222/OTU-2-26-L1 PSS_BAR_9222/OTU-2-3-C8 OTU2
12445 | PSS_BAR_9222/8P20-2-26-C4 PSS_BAR_9148/8P20-3-32-C4 DSR | PSS_BAR_9222/8P20-2-26-C4 PSS_BAR_9148/8P20-3-32-C4 DSR |  | STM-16 | odu1 | MANAGED_PLANE | UNPROTECTED | NA | MANAGED_PLANE | BiDirectional | Up | VALID | 0.073 | 0.0 | PSS_BAR_9222 | 1830 PSS-32 | 8P20 | 8P20-2-26-C4 | PSS_BAR_9148 | 1830 PSS-32 | 8P20 | 8P20-3-32-C4 | Started | Started | Cleared | Cleared | No | No | 2025-03-04 01:16:27 | USER | PSS_BAR_9222/PORT-2-2-LINEOUT-PSS_BAR_9148/PORT-3-2-LINEIN | PSS_BAR_9222 PSS_BAR_9148 | PSS_BAR_9222/S13X100-2-3-L1/SFD-26-1-9290/OS PSS_BAR_9148/S13X100-3-4-L1/SFD-29-1-9290/OS PSS_BAR_9148/8P20-3-32-L1/S13X100-3-4-C8/OS PSS_BAR_9222/8P20-2-26-L1/S13X100-2-3-C8/OS |  |  |  | PSS_BAR_9222/OTUODU4-2-3-L1 PSS_BAR_9148/OTUODU4-3-4-L1 ODU4 OTU4#1 PSS_BAR_9148/OTU-3-4-C8 PSS_BAR_9148/OTU-3-32-L1 OTU2 PSS_BAR_9222/OTU-2-26-L1 PSS_BAR_9222/OTU-2-3-C8 OTU2
12448 | PSS_BAR_9148/PORT-5-8-C1 PSS_NAB_9236-TR/PORT-2-12-C1 DSR | PSS_BAR_9148/PORT-5-8-C1 PSS_NAB_9236-TR/PORT-2-12-C1 DSR |  | 100GbE | odu4 | MANAGED_PLANE | UNPROTECTED | NA | MANAGED_PLANE | BiDirectional | Up | NOT SUPPORTED | 0.0 | 0.0 | PSS_BAR_9148 | 1830 PSS-32 | S4X400 | PORT-5-8-C1 | PSS_NAB_9236-TR | 1830 PSS-32 | S4X400 | PORT-2-12-C1 | Started | Started | Cleared | Cleared | No | No | 2025-03-04 23:56:45 | USER | PSS_NAB_9191/PORT-1-2-LINEOUT-PSS_NAB_9177/PORT-1-2-LINEIN PSS_NAB_9191/PORT-1-6-LINEOUT-PSS_BAR_9148/PORT-5-2-LINEIN PSS_NAB_9236-TR/PORT-1-5-LINEOUT-PSS_NAB_9177/PORT-1-3-LINEIN | PSS_NAB_9191 PSS_NAB_9177 PSS_BAR_9148 PSS_NAB_9236-TR | PSS_BAR_9148/OPS-5-28-SIG/PORT-5-8-L1/OS PSS_BAR_9148/OPS-5-28-A/PSC-34-1-B1/OS PSS_NAB_9236-TR/OPS-2-11-SIG/PORT-2-12-L1/OS PSS_NAB_9236-TR/OPS-2-11-A/PSC-27-1-B1/OS |  |  |  | PSS_BAR_9148/PORT-5-8-L1 PSS_NAB_9236-TR/PORT-2-12-L1 OTSIG TUNNEL
12451 | PSS_BAR_9148/PORT-5-8-C2 PSS_NAB_9236-TR/PORT-2-12-C2 DSR | PSS_BAR_9148/PORT-5-8-C2 PSS_NAB_9236-TR/PORT-2-12-C2 DSR |  | 100GbE | odu4 | MANAGED_PLANE | UNPROTECTED | NA | MANAGED_PLANE | BiDirectional | Up | NOT SUPPORTED | 0.0 | 0.0 | PSS_BAR_9148 | 1830 PSS-32 | S4X400 | PORT-5-8-C2 | PSS_NAB_9236-TR | 1830 PSS-32 | S4X400 | PORT-2-12-C2 | Started | Started | Cleared | Cleared | No | No | 2025-03-04 23:59:30 | USER | PSS_NAB_9191/PORT-1-2-LINEOUT-PSS_NAB_9177/PORT-1-2-LINEIN PSS_NAB_9191/PORT-1-6-LINEOUT-PSS_BAR_9148/PORT-5-2-LINEIN PSS_NAB_9236-TR/PORT-1-5-LINEOUT-PSS_NAB_9177/PORT-1-3-LINEIN | PSS_NAB_9191 PSS_NAB_9177 PSS_BAR_9148 PSS_NAB_9236-TR | PSS_BAR_9148/OPS-5-28-SIG/PORT-5-8-L1/OS PSS_BAR_9148/OPS-5-28-A/PSC-34-1-B1/OS PSS_NAB_9236-TR/OPS-2-11-SIG/PORT-2-12-L1/OS PSS_NAB_9236-TR/OPS-2-11-A/PSC-27-1-B1/OS |  |  |  | PSS_BAR_9148/PORT-5-8-L1 PSS_NAB_9236-TR/PORT-2-12-L1 OTSIG TUNNEL
12483 | PSS_TUN_9002/PORT-1-14-C1 PSS_SOS_9004/PORT-1-3-C1 DSR | PSS_TUN_9002/PORT-1-14-C1 PSS_SOS_9004/PORT-1-3-C1 DSR |  | 100GbE | odu4 | MANAGED_PLANE | UNPROTECTED | NA | MANAGED_PLANE | BiDirectional | Up | NOT SUPPORTED | 0.0 | 0.0 | PSS_TUN_9002 | 1830 PSS-32 | S4X400 | PORT-1-14-C1 | PSS_SOS_9004 | 1830 PSS-32 | S4X400 | PORT-1-3-C1 | Started | Started | Cleared | Cleared | No | No | 2025-03-07 00:03:36 | USER | PSS_SOS_9004/PORT-1-2-LINEOUT-PSS_SOS_9189/PORT-1-7-LINEIN PSS_BAR_9148/PORT-1-3-LINEOUT-PSS_SOS_9189/RA2P-1-2-LINEIN PSS_TUN_9000/PORT-1-2-LINEOUT-PSS_TUN_9002/PORT-1-2-LINEIN PSS_TUN_9000/PORT-2-2-LINEOUT-PSS_BAR_9148/PORT-2-2-LINEIN | PSS_SOS_9004 PSS_SOS_9189 PSS_BAR_9148 PSS_TUN_9000 PSS_TUN_9002 | PSS_SOS_9004/PORT-1-3-L1/PSC-35-1-A1/OS PSS_TUN_9002/PORT-1-14-L1/PSC-31-1-A1/OS |  |  |  | PSS_SOS_9004/PORT-1-3-L1 PSS_TUN_9002/PORT-1-14-L1 OTSIG TUNNEL
12486 | PSS_TUN_9002/PORT-1-14-C2 PSS_SOS_9004/PORT-1-3-C2 DSR | PSS_TUN_9002/PORT-1-14-C2 PSS_SOS_9004/PORT-1-3-C2 DSR |  | 100GbE | odu4 | MANAGED_PLANE | UNPROTECTED | NA | MANAGED_PLANE | BiDirectional | Up | NOT SUPPORTED | 0.0 | 0.0 | PSS_TUN_9002 | 1830 PSS-32 | S4X400 | PORT-1-14-C2 | PSS_SOS_9004 | 1830 PSS-32 | S4X400 | PORT-1-3-C2 | Started | Started | Cleared | Cleared | No | No | 2025-03-07 00:04:09 | USER | PSS_SOS_9004/PORT-1-2-LINEOUT-PSS_SOS_9189/PORT-1-7-LINEIN PSS_BAR_9148/PORT-1-3-LINEOUT-PSS_SOS_9189/RA2P-1-2-LINEIN PSS_TUN_9000/PORT-1-2-LINEOUT-PSS_TUN_9002/PORT-1-2-LINEIN PSS_TUN_9000/PORT-2-2-LINEOUT-PSS_BAR_9148/PORT-2-2-LINEIN | PSS_SOS_9004 PSS_SOS_9189 PSS_BAR_9148 PSS_TUN_9000 PSS_TUN_9002 | PSS_SOS_9004/PORT-1-3-L1/PSC-35-1-A1/OS PSS_TUN_9002/PORT-1-14-L1/PSC-31-1-A1/OS |  |  |  | PSS_SOS_9004/PORT-1-3-L1 PSS_TUN_9002/PORT-1-14-L1 OTSIG TUNNEL
12512 | PSS_BAR_9222/S13X100-1-17-C32 PSS_TUN_9000/S13X100-1-7-C32 DSR | PSS_BAR_9222/S13X100-1-17-C32 PSS_TUN_9000/S13X100-1-7-C32 DSR |  | 100GbE | odu4 | MANAGED_PLANE | UNPROTECTED | NA | MANAGED_PLANE | BiDirectional | Up | NOTAVAILABLE | 0.0 | 0.0 | PSS_BAR_9222 | 1830 PSS-32 | S13X100 | S13X100-1-17-C32 | PSS_TUN_9000 | 1830 PSS-32 | S13X100 | S13X100-1-7-C32 | Started | Started | Minor | Minor | No | No | 2025-03-09 23:43:21 | USER | PSS_TUN_9000/PORT-1-2-LINEOUT-PSS_TUN_9002/PORT-1-2-LINEIN PSS_BAR_9222/PORT-1-2-LINEOUT-PSS_TUN_9002/PORT-4-2-LINEIN | PSS_TUN_9000 PSS_TUN_9002 PSS_BAR_9222 | PSS_TUN_9000/S13X100-1-7-L1/SFD-26-1-9320/OS PSS_BAR_9222/S13X100-1-17-L1/SFD-25-1-9320/OS |  |  |  | PSS_BAR_9222/OTUODU4-1-17-L1 PSS_TUN_9000/OTUODU4-1-7-L1 ODU4 OTU4#1
12575 | PSS_MED_9186/S13X100-2-17-C32 PSS_MED_9_11750:1 DSR:1 | PSS_MED_9186/S13X100-2-17-C32 PSS_MED_9_11750:1 DSR:1 |  | 100GbE | odu4 | MANAGED_PLANE | UNPROTECTED | NA | MANAGED_PLANE | BiDirectional | Up | VALID | 0.217 | -0.001 | PSS_MED_9186 | 1830 PSS-32 | S13X100 | S13X100-2-17-C32 | PSS_MED_9267 | 1830 PSS-32 | S13X100 | S13X100-1-17-C32 | Started | Started | Cleared | Cleared | No | No | 2025-03-28 00:49:02 | SYSTEM_NOTIF | PSS_MED_9267/PORT-1-3-LINEOUT-PSS_MED_9186/IROADM-2-2-LINEIN | PSS_MED_9267 PSS_MED_9186 | PSS_MED_9186/S13X100-2-17-L1/SFD-32-1-9200/OS PSS_MED_9267/S13X100-1-17-L1/SFD-25-1-9200/OS |  |  |  | PSS_MED_9186/OTUODU4-2-17-L1 PSS_MED_9267/OTUODU4-1-17_11746:1
12578 | PSS_MED_9186/11DPM12-2-14-C12 PSS_MED_9_11743:1 DSR:1 | PSS_MED_9186/11DPM12-2-14-C12 PSS_MED_9_11743:1 DSR:1 |  | 1GbE | odu0 | MANAGED_PLANE | UNPROTECTED | NA | MANAGED_PLANE | BiDirectional | Up | NOT COMPUTED | 0.0 | 0.0 | PSS_MED_9186 | 1830 PSS-32 | 11DPM12 | 11DPM12-2-14-C12 | PSS_MED_9267 | 1830 PSS-32 | 11DPM12 | 11DPM12-1-16-C12 | Started | Started | Cleared | Cleared | No | No | 2025-03-28 00:49:14 | SYSTEM_NOTIF | PSS_MED_9267/PORT-1-3-LINEOUT-PSS_MED_9186/IROADM-2-2-LINEIN | PSS_MED_9267 PSS_MED_9186 | PSS_MED_9186/SFD-32-1-9370/11DPM12-2-14-L1/OS PSS_MED_9267/SFD-25-1-9370/11DPM12-1-16-L1/OS |  |  |  | PSS_MED_9186/11DPM12-2-14-L1-1 PSS_MED_9267/11DPM12-1-_11740:2
12587 | PSS_SFX_9015/8P20-1-17-C1 PSS_SOS_9004/8P20-1-34-C1 DSR | PSS_SFX_9015/8P20-1-17-C1 PSS_SOS_9004/8P20-1-34-C1 DSR |  | 1GbE | odu0 | MANAGED_PLANE | UNPROTECTED | NA | MANAGED_PLANE | BiDirectional | Up | VALID | 0.836 | 0.0 | PSS_SFX_9015 | 1830 PSS-32 | 8P20 | 8P20-1-17-C1 | PSS_SOS_9004 | 1830 PSS-32 | 8P20 | 8P20-1-34-C1 | Started | Started | Cleared | Cleared | No | No | 2025-04-10 01:01:46 | USER | PSS_SOS_9189/PORT-1-10-LINEOUT-PSS_MAH_9448/PORT-1-2-LINEIN PSS_MAH_9448/PORT-1-3-LINEOUT-PSS_SFX_9015/PORT-1-2-LINEIN PSS_SOS_9004/PORT-1-2-LINEOUT-PSS_SOS_9189/PORT-1-7-LINEIN | PSS_SOS_9189 PSS_MAH_9448 PSS_MAH_9448 PSS_SFX_9015 PSS_SOS_9004 PSS_SOS_9189 | PSS_MAH_9448/S13X100-1-4-L1/SFD-27-1-9260/OS PSS_SOS_9189/PSC-29-1-B1/S13X100-1-16-L1/OS PSS_MAH_9448/PSC-29-1-A1/S13X100-1-16-L1/OS PSS_SFX_9015/S13X100-1-6-L1/SFD-32-1-9270/OS PSS_SFX_9015/8P20-1-17-L1/S13X100-1-6-C5/OS PSS_MAH_9448/S13X100-1-16-C5/S13X100-1-4-C5/OS PSS_SOS_9189/S13X100-1-15-C5/S13X100-1-16-C5/OS PSS_SOS_9189/PSC-29-1-A1/S13X100-1-15-L1/OS PSS_SOS_9004/S13X100-2-2-L1/SFD-25-1-9290/OS PSS_SOS_9004/8P20-1-34-L2/S13X100-2-2-C5/OS |  |  |  | PSS_SOS_9189/OTUODU4-1-16-L1 PSS_MAH_9448/OTUODU4-1-4-L_7816:1 PSS_SFX_9015/OTUODU4-1-6-L1 PSS_MAH_9448/OTUODU4-1-16-L_7709:2 PSS_SFX_9015/OTU-1-17-L1 PSS_SFX_9015/OTU-1-6-C5 OTU2 PSS_MAH_9448/OTU-1-16-C5 PSS_MAH_9448/OTU-1-4-C5 OTU2 PSS_SOS_9189/OTU-1-16-C5 PSS_SOS_9189/OTU-1-15-C5 OTU2 PSS_SOS_9004/OTUODU4-2-2-L1 PSS_SOS_9189/OTUODU4-1-15-L1 ODU4 OTU4#1 PSS_SOS_9004/OTU-2-2-C5 PSS_SOS_9004/OTU-1-34-L2 OTU2
12590 | PSS_SFX_9015/8P20-1-17-C2 PSS_SOS_9004/8P20-1-34-C2 DSR | PSS_SFX_9015/8P20-1-17-C2 PSS_SOS_9004/8P20-1-34-C2 DSR |  | 1GbE | odu0 | MANAGED_PLANE | UNPROTECTED | NA | MANAGED_PLANE | BiDirectional | Up | VALID | 6.737 | 0.0 | PSS_SFX_9015 | 1830 PSS-32 | 8P20 | 8P20-1-17-C2 | PSS_SOS_9004 | 1830 PSS-32 | 8P20 | 8P20-1-34-C2 | Started | Started | Cleared | Cleared | No | No | 2025-04-10 01:02:41 | USER | PSS_SOS_9189/PORT-1-10-LINEOUT-PSS_MAH_9448/PORT-1-2-LINEIN PSS_MAH_9448/PORT-1-3-LINEOUT-PSS_SFX_9015/PORT-1-2-LINEIN PSS_SOS_9004/PORT-1-2-LINEOUT-PSS_SOS_9189/PORT-1-7-LINEIN | PSS_SOS_9189 PSS_MAH_9448 PSS_MAH_9448 PSS_SFX_9015 PSS_SOS_9004 PSS_SOS_9189 | PSS_MAH_9448/S13X100-1-4-L1/SFD-27-1-9260/OS PSS_SOS_9189/PSC-29-1-B1/S13X100-1-16-L1/OS PSS_MAH_9448/PSC-29-1-A1/S13X100-1-16-L1/OS PSS_SFX_9015/S13X100-1-6-L1/SFD-32-1-9270/OS PSS_SFX_9015/8P20-1-17-L1/S13X100-1-6-C5/OS PSS_MAH_9448/S13X100-1-16-C5/S13X100-1-4-C5/OS PSS_SOS_9189/S13X100-1-15-C5/S13X100-1-16-C5/OS PSS_SOS_9189/PSC-29-1-A1/S13X100-1-15-L1/OS PSS_SOS_9004/S13X100-2-2-L1/SFD-25-1-9290/OS PSS_SOS_9004/8P20-1-34-L2/S13X100-2-2-C5/OS |  |  |  | PSS_SOS_9189/OTUODU4-1-16-L1 PSS_MAH_9448/OTUODU4-1-4-L_7816:1 PSS_SFX_9015/OTUODU4-1-6-L1 PSS_MAH_9448/OTUODU4-1-16-L_7709:2 PSS_SFX_9015/OTU-1-17-L1 PSS_SFX_9015/OTU-1-6-C5 OTU2 PSS_MAH_9448/OTU-1-16-C5 PSS_MAH_9448/OTU-1-4-C5 OTU2 PSS_SOS_9189/OTU-1-16-C5 PSS_SOS_9189/OTU-1-15-C5 OTU2 PSS_SOS_9004/OTUODU4-2-2-L1 PSS_SOS_9189/OTUODU4-1-15-L1 ODU4 OTU4#1 PSS_SOS_9004/OTU-2-2-C5 PSS_SOS_9004/OTU-1-34-L2 OTU2
12593 | PSS_SFX_9015/8P20-1-17-C3 PSS_SOS_9004/8P20-1-34-C3 DSR | PSS_SFX_9015/8P20-1-17-C3 PSS_SOS_9004/8P20-1-34-C3 DSR |  | 1GbE | odu0 | MANAGED_PLANE | UNPROTECTED | NA | MANAGED_PLANE | BiDirectional | Up | VALID | 0.885 | 0.0 | PSS_SFX_9015 | 1830 PSS-32 | 8P20 | 8P20-1-17-C3 | PSS_SOS_9004 | 1830 PSS-32 | 8P20 | 8P20-1-34-C3 | Started | Started | Cleared | Cleared | No | No | 2025-04-10 01:03:06 | USER | PSS_SOS_9189/PORT-1-10-LINEOUT-PSS_MAH_9448/PORT-1-2-LINEIN PSS_MAH_9448/PORT-1-3-LINEOUT-PSS_SFX_9015/PORT-1-2-LINEIN PSS_SOS_9004/PORT-1-2-LINEOUT-PSS_SOS_9189/PORT-1-7-LINEIN | PSS_SOS_9189 PSS_MAH_9448 PSS_MAH_9448 PSS_SFX_9015 PSS_SOS_9004 PSS_SOS_9189 | PSS_MAH_9448/S13X100-1-4-L1/SFD-27-1-9260/OS PSS_SOS_9189/PSC-29-1-B1/S13X100-1-16-L1/OS PSS_MAH_9448/PSC-29-1-A1/S13X100-1-16-L1/OS PSS_SFX_9015/S13X100-1-6-L1/SFD-32-1-9270/OS PSS_SFX_9015/8P20-1-17-L1/S13X100-1-6-C5/OS PSS_MAH_9448/S13X100-1-16-C5/S13X100-1-4-C5/OS PSS_SOS_9189/S13X100-1-15-C5/S13X100-1-16-C5/OS PSS_SOS_9189/PSC-29-1-A1/S13X100-1-15-L1/OS PSS_SOS_9004/S13X100-2-2-L1/SFD-25-1-9290/OS PSS_SOS_9004/8P20-1-34-L2/S13X100-2-2-C5/OS |  |  |  | PSS_SOS_9189/OTUODU4-1-16-L1 PSS_MAH_9448/OTUODU4-1-4-L_7816:1 PSS_SFX_9015/OTUODU4-1-6-L1 PSS_MAH_9448/OTUODU4-1-16-L_7709:2 PSS_SFX_9015/OTU-1-17-L1 PSS_SFX_9015/OTU-1-6-C5 OTU2 PSS_MAH_9448/OTU-1-16-C5 PSS_MAH_9448/OTU-1-4-C5 OTU2 PSS_SOS_9189/OTU-1-16-C5 PSS_SOS_9189/OTU-1-15-C5 OTU2 PSS_SOS_9004/OTUODU4-2-2-L1 PSS_SOS_9189/OTUODU4-1-15-L1 ODU4 OTU4#1 PSS_SOS_9004/OTU-2-2-C5 PSS_SOS_9004/OTU-1-34-L2 OTU2
12713 | PSS_SFX_9015/S13X100-1-16-C32 PSS_SOS_9189/S13X100-1-17-C32 DSR | PSS_SFX_9015/S13X100-1-16-C32 PSS_SOS_9189/S13X100-1-17-C32 DSR |  | 100GbE | odu4 | MANAGED_PLANE | UNPROTECTED | NA | MANAGED_PLANE | BiDirectional | Up | NOTAVAILABLE | 0.0 | 0.0 | PSS_SFX_9015 | 1830 PSS-32 | S13X100 | S13X100-1-16-C32 | PSS_SOS_9189 | 1830 PSS-32 | S13X100 | S13X100-1-17-C32 | Started | Started | Minor | Minor | No | No | 2025-04-30 00:22:13 | USER | PSS_SOS_9189/PORT-1-10-LINEOUT-PSS_MAH_9448/PORT-1-2-LINEIN PSS_MAH_9448/PORT-1-3-LINEOUT-PSS_SFX_9015/PORT-1-2-LINEIN | PSS_SOS_9189 PSS_MAH_9448 PSS_SFX_9015 | PSS_SFX_9015/S13X100-1-16-L1/SFD-32-1-9300/OS PSS_SOS_9189/PSC-29-1-B3/S13X100-1-17-L1/OS |  |  |  | PSS_SFX_9015/OTUODU4-1-16-L1 PSS_SOS_9189/OTUODU4-1-17-L1 ODU4 OTU4#1
12889 | PSS_GAF_9080/11QPA4-1-17-L2 PSS_SBO_9069/11QPA4-1-16-L2 OTU2:8 ODU2:1 DSR:1 | PSS_GAF_9080/11QPA4-1-17-L2 PSS_SBO_9069/11QPA4-1-16-L2 OTU2:8 ODU2:1 DSR:1 |  | 10GbE | odu2 | NA | UNPROTECTED | NA | MANAGED_PLANE | BiDirectional | Up | NOT COMPUTED | 0.0 | 0.0 | PSS_SOS_9004 | 1830 PSS-32 | 11QPA4 | 11QPA4-3-16-C3 | PSS_GAF_9080 | 1830 PSS-32 | 11QPA4 | 11QPA4-1-17-C2 | Started | Started | Cleared | Cleared | No | No | 2025-05-05 03:14:35 | SYSTEM_NOTIF | PSS_SBO_9069/A2325A-1-7-LINE-PSS_KAI_9023/RA2P-1-6-LINEIN PSS_SOS_9004/PORT-3-2-LINEOUT-PSS_KAI_9023/AHPHG-1-2-LINE | PSS_SBO_9069 PSS_KAI_9023 PSS_SOS_9004 | PSS_SBO_9069/CWR-1-9-CLS3/11QPA4-1-16-L3/OS PSS_SOS_9004/SFD-31-1-9500/11QPA4-3-16-L3/OS |  |  |  | PSS_SOS_9004/11QPA4-3-16-L3 PSS_SBO_9069/11QPA4-1-16-L3 OTU2
12890 | PSS_SBO_9069/11QPA4-1-15-L2-1 PSS_KAS_9103/11QPA4-1-15-_6626:3 ODU2:1 DSR:1 | PSS_SBO_9069/11QPA4-1-15-L2-1 PSS_KAS_9103/11QPA4-1-15-_6626:3 ODU2:1 DSR:1 |  | 10GbE | odu2 | NA | UNPROTECTED | NA | MANAGED_PLANE | BiDirectional | Up | NOT COMPUTED | 0.0 | 0.0 | PSS_KAS_9103 | 1830 PSS-32 | 11QPA4 | 11QPA4-1-15-C3 | PSS_SBO_9069 | 1830 PSS-32 | 11QPA4 | 11QPA4-1-15-C2 | Started | Started | Cleared | Cleared | No | No | 2025-05-05 03:14:35 | SYSTEM_NOTIF | PSS_SBO_9069/ALPHG-1-2-LINE-PSS_KAS_9458/ALPHG-1-2-LINE PSS_KAS_9103/ALPHG-1-6-LINE-PSS_KAS_9458/ALPHG-1-6-LINE | PSS_SBO_9069 PSS_KAS_9458 PSS_KAS_9103 | PSS_SBO_9069/CWR-1-4-CLS4/11QPA4-1-15-L2/OS PSS_KAS_9103/SFD-34-1-9310/11QPA4-1-15-L3/OS |  |  |  | PSS_SBO_9069/11QPA4-1-15-L2-1 PSS_KAS_9103/11QPA4-1-15-_6626:3
12894 | PSS_KAI_9023/11QPA4-1-16-L3 PSS_KAS_9103/11QPA4-1-11-L1 OTU2:7 ODU2:1 DSR:1 | PSS_KAI_9023/11QPA4-1-16-L3 PSS_KAS_9103/11QPA4-1-11-L1 OTU2:7 ODU2:1 DSR:1 |  | 10GbE | odu2 | NA | UNPROTECTED | NA | MANAGED_PLANE | BiDirectional | Up | NOT COMPUTED | 0.0 | 0.0 | PSS_KAS_9103 | 1830 PSS-32 | 11QPA4 | 11QPA4-1-11-C1 | PSS_KAI_9023 | 1830 PSS-32 | 11QPA4 | 11QPA4-1-16-C3 | Started | Started | Warning | Warning | No | No | 2025-05-05 03:14:40 | SYSTEM_NOTIF | PSS_SBO_9069/A2325A-1-7-LINE-PSS_KAI_9023/RA2P-1-6-LINEIN PSS_SBO_9069/ALPHG-1-2-LINE-PSS_KAS_9458/ALPHG-1-2-LINE PSS_KAS_9103/ALPHG-1-6-LINE-PSS_KAS_9458/ALPHG-1-6-LINE | PSS_SBO_9069 PSS_KAI_9023 PSS_KAS_9458 PSS_KAS_9103 | PSS_KAI_9023/CWR-1-9-CLS6/11QPA4-1-16-L3/OS PSS_KAS_9103/CWR-1-8-CLS3/11QPA4-1-11-L1/OS |  |  |  | PSS_KAI_9023/11QPA4-1-16-L3 PSS_KAS_9103/11QPA4-1-11-L1 OTU2:7
12896 | 2/OTU2/KAS/SBO:6 ODU2:1 DSR:1 | 2/OTU2/KAS/SBO:6 ODU2:1 DSR:1 |  | 10GbE | odu2 | NA | UNPROTECTED | NA | MANAGED_PLANE | BiDirectional | Up | NOT COMPUTED | 0.0 | 0.0 | PSS_SBO_9069 | 1830 PSS-32 | 11QPA4 | 11QPA4-1-16-C1 | PSS_KAS_9103 | 1830 PSS-32 | 11QPA4 | 11QPA4-1-17-C1 | Started | Started | Cleared | Cleared | No | No | 2025-05-05 03:14:42 | SYSTEM_NOTIF | PSS_SBO_9069/ALPHG-1-2-LINE-PSS_KAS_9458/ALPHG-1-2-LINE PSS_KAS_9103/ALPHG-1-6-LINE-PSS_KAS_9458/ALPHG-1-6-LINE | PSS_SBO_9069 PSS_KAS_9458 PSS_KAS_9103 | PSS_SBO_9069/CWR-1-4-CLS2/11QPA4-1-16-L1/OS PSS_KAS_9103/CWR-1-8-CLS2/11QPA4-1-17-L1/OS |  |  |  | 2/OTU2/KAS/SBO:6
12901 | PSS_SFX_9015/S13X100-3-7-C32 PSS_KAI_902_6345:1 DSR:1 | PSS_SFX_9015/S13X100-3-7-C32 PSS_KAI_902_6345:1 DSR:1 |  | 100GbE | odu4 | MANAGED_PLANE | UNPROTECTED | NA | MANAGED_PLANE | BiDirectional | Up | NOTAVAILABLE | 0.0 | -0.001 | PSS_SFX_9015 | 1830 PSS-32 | S13X100 | S13X100-3-7-C32 | PSS_KAI_9023 | 1830 PSS-32 | S13X100 | S13X100-1-12-C32 | Started | Started | Cleared | Cleared | No | No | 2025-05-05 03:14:49 | SYSTEM_NOTIF | PSS_GAF_9238/AHPHG-1-2-LINE-PSS_SBO_9094/AHPHG-1-7-LINE PSS_KAS_9489/A2325A-1-2-LINE-PSS_KAS_9103/AHPHG-1-2-LINE PSS_KAS_9489/A2325A-1-6-LINE-PSS_GAF_9238/AHPHG-1-10-LINE PSS_SFX_9455/A2325A-1-6-LINE-PSS_SBO_9094/A2325A-1-3-LINE PSS_SFX_9015/PORT-3-3-LINEOUT-PSS_SFX_9455/A2325A-1-2-LINE | PSS_SBO_9094 PSS_GAF_9238 PSS_KAS_9103 PSS_KAS_9489 PSS_SFX_9455 PSS_SFX_9015 | PSS_SFX_9015/S13X100-3-7-L1/SFD-34-1-9210/OS PSS_KAS_9103/SFD-32-1-9210/S13X100-2-7-L1/OS |  |  |  | PSS_SFX_9015/OTUODU4-3-7-L1 PSS_KAI_9023/OTUODU4-1-12-_5522
12903 | PSS_SBO_9069/OTUODU4-1-13-1 PSS_KAS_9103/OTUODU4-1-10-1_7379:1 ODU4:1 ODU4:1 DSR:1 | PSS_SBO_9069/OTUODU4-1-13-1 PSS_KAS_9103/OTUODU4-1-10-1_7379:1 ODU4:1 ODU4:1 DSR:1 |  | 100GbE | odu4 | MANAGED_PLANE | UNPROTECTED | NA | MANAGED_PLANE | BiDirectional | Up | NOT COMPUTED | 0.0 | 0.0 | PSS_SBO_9069 | 1830 PSS-32 | S2AD200 | S2AD200-1-13-C1 | PSS_KAS_9103 | 1830 PSS-32 | S2AD200 | S2AD200-1-10-C1 | Started | Started | Cleared | Cleared | No | No | 2025-05-05 03:14:52 | SYSTEM_NOTIF | PSS_SBO_9069/ALPHG-1-2-LINE-PSS_KAS_9458/ALPHG-1-2-LINE PSS_KAS_9103/ALPHG-1-6-LINE-PSS_KAS_9458/ALPHG-1-6-LINE | PSS_SBO_9069 PSS_KAS_9458 PSS_KAS_9103 | PSS_KAS_9103/S2AD200-1-10-L1/SFD-34-1-9170/OS PSS_SBO_9069/S2AD200-1-13-L1/SFD-29-1-9170/OS |  |  |  | PSS_SBO_9069/OTUODU4-1-13-1 PSS_KAS_9103/OTUODU4-1-10-1_7379:1
12904 | 1/OTU2/Kasserine/SIDI_BOUZID:4 ODU2:1 DSR:1 | 1/OTU2/Kasserine/SIDI_BOUZID:4 ODU2:1 DSR:1 |  | 10GbE | odu2 | NA | UNPROTECTED | NA | MANAGED_PLANE | BiDirectional | Up | NOT COMPUTED | 0.0 | 0.0 | PSS_SBO_9069 | 1830 PSS-32 | 11QPA4 | 11QPA4-1-16-C4 | PSS_KAS_9103 | 1830 PSS-32 | 11QPA4 | 11QPA4-1-17-C3 | Started | Started | Cleared | Cleared | No | No | 2025-05-05 03:14:52 | SYSTEM_NOTIF | PSS_SBO_9069/ALPHG-1-2-LINE-PSS_KAS_9458/ALPHG-1-2-LINE PSS_KAS_9103/ALPHG-1-6-LINE-PSS_KAS_9458/ALPHG-1-6-LINE | PSS_SBO_9069 PSS_KAS_9458 PSS_KAS_9103 | PSS_SBO_9069/CWR-1-4-CLS5/11QPA4-1-16-L4/OS PSS_KAS_9103/CWR-1-8-CLS4/11QPA4-1-17-L3/OS |  |  |  | 1/OTU2/Kasserine/SIDI_BOUZID:4
12905 | 1/OTU2/Kairouan/Kasserine:10 ODU2:1 DSR:1 | 1/OTU2/Kairouan/Kasserine:10 ODU2:1 DSR:1 |  | 10GbE | odu2 | NA | UNPROTECTED | NA | MANAGED_PLANE | BiDirectional | Up | NOT COMPUTED | 0.0 | 0.0 | PSS_KAI_9023 | 1830 PSS-32 | 11QPA4 | 11QPA4-1-15-C3 | PSS_KAS_9103 | 1830 PSS-32 | 11QPA4 | 11QPA4-1-17-C4 | Started | Started | Cleared | Cleared | No | No | 2025-05-05 03:14:52 | SYSTEM_NOTIF | PSS_SBO_9069/A2325A-1-7-LINE-PSS_KAI_9023/RA2P-1-6-LINEIN PSS_SBO_9069/ALPHG-1-2-LINE-PSS_KAS_9458/ALPHG-1-2-LINE PSS_KAS_9103/ALPHG-1-6-LINE-PSS_KAS_9458/ALPHG-1-6-LINE | PSS_SBO_9069 PSS_KAI_9023 PSS_KAS_9458 PSS_KAS_9103 | PSS_KAI_9023/CWR-1-9-CLS4/11QPA4-1-15-L3/OS PSS_KAS_9103/CWR-1-8-CLS5/11QPA4-1-17-L4/OS |  |  |  | 1/OTU2/Kairouan/Kasserine:10
12910 | 3/OTU2/Kairouan/Kasserine:9 ODU2:1 DSR:1 | 3/OTU2/Kairouan/Kasserine:9 ODU2:1 DSR:1 |  | 10GbE | odu2 | NA | UNPROTECTED | NA | MANAGED_PLANE | BiDirectional | Up | NOT COMPUTED | 0.0 | 0.0 | PSS_KAS_9103 | 1830 PSS-32 | 11QPA4 | 11QPA4-1-11-C2 | PSS_KAI_9023 | 1830 PSS-32 | 11QPA4 | 11QPA4-1-15-C4 | Started | Started | Cleared | Cleared | No | No | 2025-05-05 03:14:57 | SYSTEM_NOTIF | PSS_SBO_9069/A2325A-1-7-LINE-PSS_KAI_9023/RA2P-1-6-LINEIN PSS_SBO_9069/ALPHG-1-2-LINE-PSS_KAS_9458/ALPHG-1-2-LINE PSS_KAS_9103/ALPHG-1-6-LINE-PSS_KAS_9458/ALPHG-1-6-LINE | PSS_SBO_9069 PSS_KAI_9023 PSS_KAS_9458 PSS_KAS_9103 | PSS_KAI_9023/CWR-1-9-CLS5/11QPA4-1-15-L4/OS PSS_KAS_9103/CWR-1-8-CLS7/11QPA4-1-11-L2/OS |  |  |  | 3/OTU2/Kairouan/Kasserine:9
12912 | PSS_KEF_9058/11QPA4-2-16-L4 PSS_SBO_9069/11QPA4-1-14-L1 OTU2:12 ODU2:1 DSR:1 | PSS_KEF_9058/11QPA4-2-16-L4 PSS_SBO_9069/11QPA4-1-14-L1 OTU2:12 ODU2:1 DSR:1 |  | 10GbE | odu2 | NA | UNPROTECTED | NA | MANAGED_PLANE | BiDirectional | Up | NOT COMPUTED | 0.0 | 0.0 | PSS_KEF_9058 | 1830 PSS-32 | 11QPA4 | 11QPA4-2-16-C4 | PSS_SOS_9004 | 1830 PSS-32 | 11QPA4 | 11QPA4-3-14-C1 | Started | Started | Cleared | Cleared | No | No | 2025-05-05 03:14:58 | SYSTEM_NOTIF | PSS_SBO_9069/A2325A-1-7-LINE-PSS_KAI_9023/RA2P-1-6-LINEIN PSS_SOS_9004/PORT-3-2-LINEOUT-PSS_KAI_9023/AHPHG-1-2-LINE | PSS_SBO_9069 PSS_KAI_9023 PSS_SOS_9004 | PSS_SBO_9069/CWR-1-9-CLS5/11QPA4-1-14-L2/OS PSS_SOS_9004/SFD-31-1-9590/11QPA4-3-14-L1/OS |  |  |  | PSS_SOS_9004/11QPA4-3-14-L1 PSS_SBO_9069/11QPA4-1-14-L2 OTU2
12914 | SBO_9069/17/L1-17/C12:1 DSR:1 | SBO_9069/17/L1-17/C12:1 DSR:1 |  | STM-16 | odu1 | MANAGED_PLANE | UNPROTECTED | NA | MANAGED_PLANE | BiDirectional | Up | NOT COMPUTED | 0.0 | 0.0 | PSS_SBO_9069 | 1830 PSS-32 | 11DPM12 | 11DPM12-1-17-C12 | PSS_KAS_9103 | 1830 PSS-32 | 11DPM12 | 11DPM12-1-16-C12 | Started | Started | Cleared | Cleared | No | No | 2025-05-05 03:15:09 | SYSTEM_NOTIF | PSS_SBO_9069/ALPHG-1-2-LINE-PSS_KAS_9458/ALPHG-1-2-LINE PSS_KAS_9103/ALPHG-1-6-LINE-PSS_KAS_9458/ALPHG-1-6-LINE | PSS_SBO_9069 PSS_KAS_9458 PSS_KAS_9103 | PSS_SBO_9069/CWR-1-4-CLS1/11DPM12-1-17-L1/OS PSS_KAS_9103/CWR-1-8-CLS1/11DPM12-1-16-L1/OS |  |  |  | 1/OTU2/KAS/SBO:5
12930 | PSS_SBO_9069/11QPA4-1-15-L3-1 PSS_KAS_9458/11QPA4-1-16-L1-1 ODU2 DSR:1 | PSS_SBO_9069/11QPA4-1-15-L3-1 PSS_KAS_9458/11QPA4-1-16-L1-1 ODU2 DSR:1 |  | 10GbE | odu2 | NA | UNPROTECTED | NA | MANAGED_PLANE | BiDirectional | Up | NOT SUPPORTED | 0.0 | 0.0 | PSS_KAS_9458 | 1830 PSS-32 | 11QPA4 | 11QPA4-1-16-C1 | PSS_SBO_9069 | 1830 PSS-32 | 11QPA4 | 11QPA4-1-15-C3 | Started | Started | Cleared | Cleared | No | No | 2025-05-05 23:19:11 | SYSTEM | PSS_SBO_9069/ALPHG-1-2-LINE-PSS_KAS_9458/ALPHG-1-2-LINE | PSS_SBO_9069 PSS_KAS_9458 | PSS_SBO_9069/CWR-1-4-CLS6/11QPA4-1-15-L3/OS PSS_KAS_9458/CWR-1-4-CLS1/11QPA4-1-16-L1/OS |  |  |  | PSS_SBO_9069/11QPA4-1-15-L3-1 PSS_KAS_9458/11QPA4-1-16-L1-1 ODU2 OTU2#1
12931 | PSS_SBO_9069/11QPA4-1-15-L4-1 PSS_KAS_9458/11QPA4-1-16-L2-1 ODU2 DSR:1 | PSS_SBO_9069/11QPA4-1-15-L4-1 PSS_KAS_9458/11QPA4-1-16-L2-1 ODU2 DSR:1 |  | 10GbE | odu2 | NA | UNPROTECTED | NA | MANAGED_PLANE | BiDirectional | Up | NOT SUPPORTED | 0.0 | 0.0 | PSS_KAS_9458 | 1830 PSS-32 | 11QPA4 | 11QPA4-1-16-C2 | PSS_SBO_9069 | 1830 PSS-32 | 11QPA4 | 11QPA4-1-15-C4 | Started | Started | Cleared | Cleared | No | No | 2025-05-05 23:19:18 | SYSTEM | PSS_SBO_9069/ALPHG-1-2-LINE-PSS_KAS_9458/ALPHG-1-2-LINE | PSS_SBO_9069 PSS_KAS_9458 | PSS_SBO_9069/CWR-1-4-CLS8/11QPA4-1-15-L4/OS PSS_KAS_9458/CWR-1-4-CLS2/11QPA4-1-16-L2/OS |  |  |  | PSS_SBO_9069/11QPA4-1-15-L4-1 PSS_KAS_9458/11QPA4-1-16-L2-1 ODU2 OTU2#1
12954 | PSS_KAS_9489/11QPA4-1-14-L1-1 PSS_KAS_9458/11QPA4-1-17-L1-1 ODU2 DSR:1 | PSS_KAS_9489/11QPA4-1-14-L1-1 PSS_KAS_9458/11QPA4-1-17-L1-1 ODU2 DSR:1 |  | 10GbE | odu2 | NA | UNPROTECTED | NA | MANAGED_PLANE | BiDirectional | Up | NOT SUPPORTED | 0.0 | 0.0 | PSS_KAS_9489 | 1830 PSS-32 | 11QPA4 | 11QPA4-1-14-C1 | PSS_KAS_9458 | 1830 PSS-32 | 11QPA4 | 11QPA4-1-17-C1 | Started | Started | Cleared | Cleared | No | No | 2025-05-06 23:16:17 | SYSTEM | PSS_KAS_9489/A2325A-1-2-LINE-PSS_KAS_9103/AHPHG-1-2-LINE PSS_KAS_9103/ALPHG-1-6-LINE-PSS_KAS_9458/ALPHG-1-6-LINE | PSS_KAS_9103 PSS_KAS_9489 PSS_KAS_9458 | PSS_KAS_9458/CWR-1-8-CLS1/11QPA4-1-17-L1/OS PSS_KAS_9489/CWR-1-4-CLS5/11QPA4-1-14-L1/OS |  |  |  | PSS_KAS_9489/11QPA4-1-14-L1-1 PSS_KAS_9458/11QPA4-1-17-L1-1 ODU2 OTU2#1
12955 | PSS_KAS_9489/11QPA4-1-14-L2-1 PSS_KAS_9458/11QPA4-1-17-L2-1 ODU2 DSR:1 | PSS_KAS_9489/11QPA4-1-14-L2-1 PSS_KAS_9458/11QPA4-1-17-L2-1 ODU2 DSR:1 |  | 10GbE | odu2 | NA | UNPROTECTED | NA | MANAGED_PLANE | BiDirectional | Up | NOT SUPPORTED | 0.0 | 0.0 | PSS_KAS_9489 | 1830 PSS-32 | 11QPA4 | 11QPA4-1-14-C2 | PSS_KAS_9458 | 1830 PSS-32 | 11QPA4 | 11QPA4-1-17-C2 | Started | Started | Cleared | Cleared | No | No | 2025-05-06 23:16:25 | SYSTEM | PSS_KAS_9489/A2325A-1-2-LINE-PSS_KAS_9103/AHPHG-1-2-LINE PSS_KAS_9103/ALPHG-1-6-LINE-PSS_KAS_9458/ALPHG-1-6-LINE | PSS_KAS_9103 PSS_KAS_9489 PSS_KAS_9458 | PSS_KAS_9458/CWR-1-8-CLS2/11QPA4-1-17-L2/OS PSS_KAS_9489/CWR-1-4-CLS6/11QPA4-1-14-L2/OS |  |  |  | PSS_KAS_9489/11QPA4-1-14-L2-1 PSS_KAS_9458/11QPA4-1-17-L2-1 ODU2 OTU2#1
12968 | PSS_BIZ_9020/S13X100-1-14-C5 PSS_BIZ_9018/S13X100-1-13-C5 DSR | PSS_BIZ_9020/S13X100-1-14-C5 PSS_BIZ_9018/S13X100-1-13-C5 DSR |  | 10GbE | odu2e | MANAGED_PLANE | UNPROTECTED | NA | MANAGED_PLANE | BiDirectional | Up | INVALID | 0.0 | 0.0 | PSS_BIZ_9020 | 1830 PSS-32 | S13X100 | S13X100-1-14-C5 | PSS_BIZ_9018 | 1830 PSS-32 | S13X100 | S13X100-1-13-C5 | Started | Started | Cleared | Cleared | No | No | 2025-05-07 23:54:35 | USER | PSS_BIZ_9251/IROADM-1-2-LINEOUT-PSS_BIZ_9018/A2325A-1-6-LINE PSS_BIZ_9251/IROADM-1-3-LINEOUT-PSS_BIZ_9020/A2325A-1-6-LINE | PSS_BIZ_9251 PSS_BIZ_9018 PSS_BIZ_9020 | PSS_BIZ_9020/S13X100-1-14-L1/SFD-27-1-9180/OS PSS_BIZ_9018/S13X100-1-13-L1/SFD-27-1-9180/OS |  |  |  | PSS_BIZ_9018/OTUODU4-1-13-L1 PSS_BIZ_9020/OTUODU4-1-14-L1 ODU4 OTU4#1
12995 | PSS_BIZ_9020/S13X100-1-17-C8 PSS_TUN_9000/S13X100-3-11-C8 DSR | PSS_BIZ_9020/S13X100-1-17-C8 PSS_TUN_9000/S13X100-3-11-C8 DSR |  | 10GbE | odu2e | MANAGED_PLANE | UNPROTECTED | NA | MANAGED_PLANE | BiDirectional | Up | NOTAVAILABLE | 0.0 | 0.0 | PSS_BIZ_9020 | 1830 PSS-32 | S13X100 | S13X100-1-17-C8 | PSS_TUN_9000 | 1830 PSS-32 | S13X100 | S13X100-3-11-C8 | Started | Started | Cleared | Cleared | No | No | 2025-05-08 23:28:40 | USER | PSS_TUN_9000/PORT-3-2-LINEOUT-PSS_BIZ_9020/AHPHG-1-2-LINE | PSS_TUN_9000 PSS_BIZ_9020 | PSS_BIZ_9020/S13X100-1-17-L1/SFD-29-1-9180/OS PSS_TUN_9000/S13X100-3-11-L1/SFD-29-1-9180/OS |  |  |  | PSS_TUN_9000/OTUODU4-3-11-L1 PSS_BIZ_9020/OTUODU4-1-17-L1 ODU4 OTU4#1
12998 | PSS_BIZ_9020/S13X100-1-17-C9 PSS_TUN_9000/S13X100-3-11-C9 DSR | PSS_BIZ_9020/S13X100-1-17-C9 PSS_TUN_9000/S13X100-3-11-C9 DSR |  | 10GbE | odu2e | MANAGED_PLANE | UNPROTECTED | NA | MANAGED_PLANE | BiDirectional | Up | NOTAVAILABLE | 0.0 | 0.0 | PSS_BIZ_9020 | 1830 PSS-32 | S13X100 | S13X100-1-17-C9 | PSS_TUN_9000 | 1830 PSS-32 | S13X100 | S13X100-3-11-C9 | Started | Started | Cleared | Cleared | No | No | 2025-05-08 23:29:21 | USER | PSS_TUN_9000/PORT-3-2-LINEOUT-PSS_BIZ_9020/AHPHG-1-2-LINE | PSS_TUN_9000 PSS_BIZ_9020 | PSS_BIZ_9020/S13X100-1-17-L1/SFD-29-1-9180/OS PSS_TUN_9000/S13X100-3-11-L1/SFD-29-1-9180/OS |  |  |  | PSS_TUN_9000/OTUODU4-3-11-L1 PSS_BIZ_9020/OTUODU4-1-17-L1 ODU4 OTU4#1
13009 | PSS_BIZ_9020/S13X100-1-17-C10 PSS_TUN_9000/S13X100-3-11-C10 DSR | PSS_BIZ_9020/S13X100-1-17-C10 PSS_TUN_9000/S13X100-3-11-C10 DSR |  | 10GbE | odu2e | MANAGED_PLANE | UNPROTECTED | NA | MANAGED_PLANE | BiDirectional | Up | NOTAVAILABLE | 0.423 | 0.0 | PSS_BIZ_9020 | 1830 PSS-32 | S13X100 | S13X100-1-17-C10 | PSS_TUN_9000 | 1830 PSS-32 | S13X100 | S13X100-3-11-C10 | Started | Started | Cleared | Cleared | No | No | 2025-05-08 23:42:37 | USER | PSS_TUN_9000/PORT-3-2-LINEOUT-PSS_BIZ_9020/AHPHG-1-2-LINE | PSS_TUN_9000 PSS_BIZ_9020 | PSS_BIZ_9020/S13X100-1-17-L1/SFD-29-1-9180/OS PSS_TUN_9000/S13X100-3-11-L1/SFD-29-1-9180/OS |  |  |  | PSS_TUN_9000/OTUODU4-3-11-L1 PSS_BIZ_9020/OTUODU4-1-17-L1 ODU4 OTU4#1
13036 | PSS_KAI_9023/11QPA4-1-15-C1 PSS_SOS_9189/S13X100-1-15-C7 DSR | PSS_KAI_9023/11QPA4-1-15-C1 PSS_SOS_9189/S13X100-1-15-C7 DSR |  | 10GbE | odu2 | MANAGED_PLANE | UNPROTECTED | NA | MANAGED_PLANE | BiDirectional | Up | NOTAVAILABLE | 0.0 | 0.0 | PSS_KAI_9023 | 1830 PSS-32 | 11QPA4 | 11QPA4-1-15-C1 | PSS_SOS_9189 | 1830 PSS-32 | S13X100 | S13X100-1-15-C7 | Started | Started | Cleared | Cleared | No | No | 2025-05-15 01:43:25 | USER | PSS_SOS_9004/PORT-1-2-LINEOUT-PSS_SOS_9189/PORT-1-7-LINEIN PSS_SOS_9004/PORT-3-2-LINEOUT-PSS_KAI_9023/AHPHG-1-2-LINE | PSS_SOS_9004 PSS_SOS_9189 PSS_SOS_9004 PSS_KAI_9023 | PSS_SOS_9189/PSC-29-1-A1/S13X100-1-15-L1/OS PSS_SOS_9004/S13X100-2-2-L1/SFD-25-1-9290/OS PSS_SOS_9004/11QPA4-3-15-C2/S13X100-2-2-C7/OS PSS_KAI_9023/SFD-29-1-9580/11QPA4-1-15-L1/OS PSS_SOS_9004/SFD-31-1-9580/11QPA4-3-15-L2/OS |  |  |  | PSS_SOS_9004/OTUODU4-2-2-L1 PSS_SOS_9189/OTUODU4-1-15-L1 ODU4 OTU4#1 PSS_SOS_9004/11QPA4-3-15-C2 PSS_SOS_9004/OTU-2-2-C7 OTU2 PSS_SOS_9004/11QPA4-3-15-L2 PSS_KAI_9023/11QPA4-1-15-L1 OTU2
13064 | PSS_SOS_9004/S13X100-2-11-C32 PSS_SFX_90_2810:1 DSR:1 | PSS_SOS_9004/S13X100-2-11-C32 PSS_SFX_90_2810:1 DSR:1 |  | 100GbE | odu4 | MANAGED_PLANE | UNPROTECTED | NA | MANAGED_PLANE | BiDirectional | Up | NOTAVAILABLE | -0.001 | -0.001 | PSS_SOS_9004 | 1830 PSS-32 | S13X100 | S13X100-2-11-C32 | PSS_SFX_9015 | 1830 PSS-32 | S13X100 | S13X100-2-9-C32 | Started | Started | Cleared | Cleared | No | No | 2025-05-23 02:24:23 | SYSTEM_NOTIF | PSS_MAH_9039/PORT-1-3-LINEOUT-PSS_SOS_9004/RA2P-2-6-LINEIN PSS_MAH_9039/PORT-1-7-LINEOUT-PSS_MAH_9288/IROADM-1-3-LINEIN PSS_MAH_9288/IROADM-1-7-LINEOUT-PSS_SFX_9015/PORT-2-2-LINEIN | PSS_MAH_9039 PSS_SOS_9004 PSS_MAH_9288 PSS_SFX_9015 | PSS_SOS_9004/S13X100-2-11-L1/SFD-27-1-9170/OS PSS_SFX_9015/S13X100-2-9-L1/SFD-25-1-9170/OS |  |  |  | PSS_SOS_9004/OTUODU4-2-11-L1 PSS_SFX_9015/OTUODU4-2-9-L_2736:1
13110 | 1/ODU4/Sfax/Sousse OTU4#1:2 ODU4:1 ODU4:1 DSR:1 | 1/ODU4/Sfax/Sousse OTU4#1:2 ODU4:1 ODU4:1 DSR:1 |  | 100GbE | odu4 | MANAGED_PLANE | UNPROTECTED | NA | MANAGED_PLANE | BiDirectional | Up | NOT COMPUTED | 0.0 | 0.0 | PSS_SFX_9015 | 1830 PSS-32 | 260SCX2 | 260SCX2-2-11-C1 | PSS_SOS_9004 | 1830 PSS-32 | 260SCX2 | 260SCX2-2-13-C1 | Started | Started | Cleared | Cleared | No | No | 2025-05-23 02:24:34 | SYSTEM_NOTIF | PSS_MAH_9039/PORT-1-3-LINEOUT-PSS_SOS_9004/RA2P-2-6-LINEIN PSS_MAH_9039/PORT-1-7-LINEOUT-PSS_MAH_9288/IROADM-1-3-LINEIN PSS_MAH_9288/IROADM-1-7-LINEOUT-PSS_SFX_9015/PORT-2-2-LINEIN | PSS_MAH_9039 PSS_SOS_9004 PSS_MAH_9288 PSS_SFX_9015 | PSS_SFX_9015/260SCX2-2-11-L1/SFD-25-1-9180/OS PSS_SOS_9004/260SCX2-2-13-L1/SFD-27-1-9180/OS |  |  |  | 1/ODU4/Sfax/Sousse OTU4#1:2
13126 | PSS_SFX_9015/PORT-2-8-C3 PSS_SOS_9004/P_10357:1 DSR:1 | PSS_SFX_9015/PORT-2-8-C3 PSS_SOS_9004/P_10357:1 DSR:1 |  | 100GbE | odu4 | MANAGED_PLANE | UNPROTECTED | NA | MANAGED_PLANE | BiDirectional | Up | NOT COMPUTED | 0.0 | 0.0 | PSS_SFX_9015 | 1830 PSS-32 | S4X400 | PORT-2-8-C3 | PSS_SOS_9004 | 1830 PSS-32 | S4X400 | PORT-2-8-C3 | Started | Started | Cleared | Cleared | No | No | 2025-05-23 02:24:46 | SYSTEM_NOTIF | PSS_MAH_9039/PORT-1-3-LINEOUT-PSS_SOS_9004/RA2P-2-6-LINEIN PSS_MAH_9039/PORT-1-7-LINEOUT-PSS_MAH_9288/IROADM-1-3-LINEIN PSS_MAH_9288/IROADM-1-7-LINEOUT-PSS_SFX_9015/PORT-2-2-LINEIN | PSS_MAH_9039 PSS_SOS_9004 PSS_MAH_9288 PSS_SFX_9015 | PSS_SFX_9015/PORT-2-8-L1/PSC-35-1-B1/OS PSS_SOS_9004/PORT-2-8-L1/PSC-35-1-B1/OS |  |  |  | PSS_SOS_9004/PORT-2-8-L1 PSS_SFX_9015/PORT-2-8-L1 OTSI_10309:5
13127 | PSS_SFX_9015/PORT-2-8-C1 PSS_SOS_9004/P_10705:2 DSR:1 | PSS_SFX_9015/PORT-2-8-C1 PSS_SOS_9004/P_10705:2 DSR:1 |  | 100GbE | odu4 | MANAGED_PLANE | UNPROTECTED | NA | MANAGED_PLANE | BiDirectional | Up | NOT COMPUTED | 0.0 | 0.0 | PSS_SOS_9004 | 1830 PSS-32 | S4X400 | PORT-2-8-C1 | PSS_SFX_9015 | 1830 PSS-32 | S4X400 | PORT-2-8-C1 | Started | Started | Cleared | Cleared | No | No | 2025-05-23 02:24:46 | SYSTEM_NOTIF | PSS_MAH_9039/PORT-1-3-LINEOUT-PSS_SOS_9004/RA2P-2-6-LINEIN PSS_MAH_9039/PORT-1-7-LINEOUT-PSS_MAH_9288/IROADM-1-3-LINEIN PSS_MAH_9288/IROADM-1-7-LINEOUT-PSS_SFX_9015/PORT-2-2-LINEIN | PSS_MAH_9039 PSS_SOS_9004 PSS_MAH_9288 PSS_SFX_9015 | PSS_SFX_9015/PORT-2-8-L1/PSC-35-1-B1/OS PSS_SOS_9004/PORT-2-8-L1/PSC-35-1-B1/OS |  |  |  | PSS_SOS_9004/PORT-2-8-L1 PSS_SFX_9015/PORT-2-8-L1 OTSI_10309:5
13128 | PSS_SFX_9015/PORT-2-8-C2 PSS_SOS_9004/P_10708:3 DSR:1 | PSS_SFX_9015/PORT-2-8-C2 PSS_SOS_9004/P_10708:3 DSR:1 |  | 100GbE | odu4 | MANAGED_PLANE | UNPROTECTED | NA | MANAGED_PLANE | BiDirectional | Up | NOT COMPUTED | 0.0 | 0.0 | PSS_SOS_9004 | 1830 PSS-32 | S4X400 | PORT-2-8-C2 | PSS_SFX_9015 | 1830 PSS-32 | S4X400 | PORT-2-8-C2 | Started | Started | Cleared | Cleared | No | No | 2025-05-23 02:24:47 | SYSTEM_NOTIF | PSS_MAH_9039/PORT-1-3-LINEOUT-PSS_SOS_9004/RA2P-2-6-LINEIN PSS_MAH_9039/PORT-1-7-LINEOUT-PSS_MAH_9288/IROADM-1-3-LINEIN PSS_MAH_9288/IROADM-1-7-LINEOUT-PSS_SFX_9015/PORT-2-2-LINEIN | PSS_MAH_9039 PSS_SOS_9004 PSS_MAH_9288 PSS_SFX_9015 | PSS_SFX_9015/PORT-2-8-L1/PSC-35-1-B1/OS PSS_SOS_9004/PORT-2-8-L1/PSC-35-1-B1/OS |  |  |  | PSS_SOS_9004/PORT-2-8-L1 PSS_SFX_9015/PORT-2-8-L1 OTSI_10309:5
13137 | 10G - S2/SL6/C2 # P9015_A( 2/1/8)- S1/S_10366:4 DSR:1 | 10G - S2/SL6/C2 # P9015_A( 2/1/8)- S1/S_10366:4 DSR:1 |  | 10GbE | odu2e | MANAGED_PLANE | UNPROTECTED | NA | MANAGED_PLANE | BiDirectional | Up | INVALID | 0.0 | -0.001 | PSS_SFX_9015 | 1830 PSS-32 | S13X100 | S13X100-2-6-C2 | PSS_MAH_9039 | 1830 PSS-32 | S13X100 | S13X100-1-14-C2 | Started | Started | Minor | Minor | No | No | 2025-05-23 02:25:08 | SYSTEM_NOTIF | PSS_MAH_9039/PORT-1-7-LINEOUT-PSS_MAH_9288/IROADM-1-3-LINEIN PSS_MAH_9288/IROADM-1-7-LINEOUT-PSS_SFX_9015/PORT-2-2-LINEIN | PSS_MAH_9039 PSS_MAH_9288 PSS_SFX_9015 | PSS_SFX_9015/S13X100-2-6-L1/SFD-25-1-9260/OS PSS_MAH_9039/PSC-31-1-B2/S13X100-1-14-L1/OS |  |  |  | PSS_SFX_9015/OTUODU4-2-6-L1 PSS_MAH_9039/OTUODU4-1-14-_10341:4
13138 | 10GBE PSS:1/16/C3<->PE9041(1/1/1)# PSS:_10392:1 DSR:1 | 10GBE PSS:1/16/C3<->PE9041(1/1/1)# PSS:_10392:1 DSR:1 |  | 10GbE | odu2 | MANAGED_PLANE | UNPROTECTED | NA | MANAGED_PLANE | BiDirectional | Up | NOT COMPUTED | 0.0 | 0.0 | PSS_MAH_9039 | 1830 PSS-32 | 11QPA4 | 11QPA4-1-16-C3 | PSS_SFX_9015 | 1830 PSS-32 | 11QPA4 | 11QPA4-2-17-C3 | Started | Started | Cleared | Cleared | No | No | 2025-05-23 02:25:08 | SYSTEM_NOTIF | PSS_MAH_9039/PORT-1-7-LINEOUT-PSS_MAH_9288/IROADM-1-3-LINEIN PSS_MAH_9288/IROADM-1-7-LINEOUT-PSS_SFX_9015/PORT-2-2-LINEIN | PSS_MAH_9039 PSS_MAH_9288 PSS_SFX_9015 | PSS_MAH_9039/11QPA4-1-16-L3/S13X100-1-14-C4/OS PSS_SFX_9015/11QPA4-2-17-L3/S13X100-2-6-C4/OS PSS_SFX_9015/S13X100-2-6-L1/SFD-25-1-9260/OS PSS_MAH_9039/PSC-31-1-B2/S13X100-1-14-L1/OS |  |  |  | PSS_MAH_9039/11QPA4-1-16-L3 PSS_MAH_9039/OTU-1-14-C4 OTU2 PSS_SFX_9015/OTU-2-6-C4 PSS_SFX_9015/11QPA4-2-17-L3 OTU2 PSS_SFX_9015/OTUODU4-2-6-L1 PSS_MAH_9039/OTUODU4-1-14-_10341:4
13140 | 10G - -S2/SL17/C4#PE9015(2/1/11)#S1/SL1_10363:3 DSR:1 | 10G - -S2/SL17/C4#PE9015(2/1/11)#S1/SL1_10363:3 DSR:1 |  | 10GbE | odu2e | MANAGED_PLANE | UNPROTECTED | NA | MANAGED_PLANE | BiDirectional | Up | INVALID | 0.0 | -0.001 | PSS_SFX_9015 | 1830 PSS-32 | S13X100 | S13X100-2-6-C1 | PSS_MAH_9039 | 1830 PSS-32 | S13X100 | S13X100-1-14-C1 | Started | Started | Minor | Minor | No | No | 2025-05-23 02:25:11 | SYSTEM_NOTIF | PSS_MAH_9039/PORT-1-7-LINEOUT-PSS_MAH_9288/IROADM-1-3-LINEIN PSS_MAH_9288/IROADM-1-7-LINEOUT-PSS_SFX_9015/PORT-2-2-LINEIN | PSS_MAH_9039 PSS_MAH_9288 PSS_SFX_9015 | PSS_SFX_9015/S13X100-2-6-L1/SFD-25-1-9260/OS PSS_MAH_9039/PSC-31-1-B2/S13X100-1-14-L1/OS |  |  |  | PSS_SFX_9015/OTUODU4-2-6-L1 PSS_MAH_9039/OTUODU4-1-14-_10341:4
13143 | PSS_MAH_9039/S13X100-1-14-C5 PSS_SFX_90_11767:5 DSR:1 | PSS_MAH_9039/S13X100-1-14-C5 PSS_SFX_90_11767:5 DSR:1 |  | 10GbE | odu2e | MANAGED_PLANE | UNPROTECTED | NA | MANAGED_PLANE | BiDirectional | Up | NOTAVAILABLE | 0.0 | -0.001 | PSS_MAH_9039 | 1830 PSS-32 | S13X100 | S13X100-1-14-C5 | PSS_SFX_9015 | 1830 PSS-32 | S13X100 | S13X100-2-6-C5 | Started | Started | Cleared | Cleared | No | No | 2025-05-23 02:25:14 | SYSTEM_NOTIF | PSS_MAH_9039/PORT-1-7-LINEOUT-PSS_MAH_9288/IROADM-1-3-LINEIN PSS_MAH_9288/IROADM-1-7-LINEOUT-PSS_SFX_9015/PORT-2-2-LINEIN | PSS_MAH_9039 PSS_MAH_9288 PSS_SFX_9015 | PSS_SFX_9015/S13X100-2-6-L1/SFD-25-1-9260/OS PSS_MAH_9039/PSC-31-1-B2/S13X100-1-14-L1/OS |  |  |  | PSS_SFX_9015/OTUODU4-2-6-L1 PSS_MAH_9039/OTUODU4-1-14-_10341:4
13144 | 10 GBE PSS:1/16/C2<->PE9041(1/1/1)# PSS_10395:2 DSR:1 | 10 GBE PSS:1/16/C2<->PE9041(1/1/1)# PSS_10395:2 DSR:1 |  | 10GbE | odu2 | MANAGED_PLANE | UNPROTECTED | NA | MANAGED_PLANE | BiDirectional | Up | NOT COMPUTED | 0.0 | 0.0 | PSS_MAH_9039 | 1830 PSS-32 | 11QPA4 | 11QPA4-1-16-C2 | PSS_SFX_9015 | 1830 PSS-32 | 11QPA4 | 11QPA4-2-17-C2 | Started | Started | Cleared | Cleared | No | No | 2025-05-23 02:25:16 | SYSTEM_NOTIF | PSS_MAH_9039/PORT-1-7-LINEOUT-PSS_MAH_9288/IROADM-1-3-LINEIN PSS_MAH_9288/IROADM-1-7-LINEOUT-PSS_SFX_9015/PORT-2-2-LINEIN | PSS_MAH_9039 PSS_MAH_9288 PSS_SFX_9015 | PSS_MAH_9039/11QPA4-1-16-L2/S13X100-1-14-C3/OS PSS_SFX_9015/11QPA4-2-17-L2/S13X100-2-6-C3/OS PSS_SFX_9015/S13X100-2-6-L1/SFD-25-1-9260/OS PSS_MAH_9039/PSC-31-1-B2/S13X100-1-14-L1/OS |  |  |  | PSS_MAH_9039/11QPA4-1-16-L2 PSS_MAH_9039/OTU-1-14-C3 OTU2 PSS_SFX_9015/11QPA4-2-17-L2 PSS_SFX_9015/OTU-2-6-C3 OTU2 PSS_SFX_9015/OTUODU4-2-6-L1 PSS_MAH_9039/OTUODU4-1-14-_10341:4
13196 | PSS_GAF_9473/11QPA4-1-17-L3-1 PSS_SBO_9094/11QPA4-1-13-L1-1 ODU2 DSR:1 | PSS_GAF_9473/11QPA4-1-17-L3-1 PSS_SBO_9094/11QPA4-1-13-L1-1 ODU2 DSR:1 |  | 10GbE | odu2 | NA | UNPROTECTED | NA | MANAGED_PLANE | BiDirectional | Up | NOT COMPUTED | 0.0 | 0.0 | PSS_GAF_9473 | 1830 PSS-32 | 11QPA4 | 11QPA4-1-17-C3 | PSS_SBO_9094 | 1830 PSS-32 | 11QPA4 | 11QPA4-1-13-C1 | Started | Started | Minor | Minor | No | No | 2025-05-27 01:43:25 | USER | PSS_GAF_9238/AHPHG-1-2-LINE-PSS_SBO_9094/AHPHG-1-7-LINE PSS_GAF_9238/AHPLG-1-6-LINE-PSS_GAF_9473/AHPLG-1-5-LINE | PSS_SBO_9094 PSS_GAF_9238 PSS_GAF_9473 | PSS_GAF_9473/CWR-1-6-CLS3/11QPA4-1-17-L3/OS PSS_SBO_9094/SFD-30-1-9580/11QPA4-1-13-L1/OS |  |  |  | PSS_GAF_9473/11QPA4-1-17-L3-1 PSS_SBO_9094/11QPA4-1-13-L1-1 ODU2 OTU2#1
13257 | PSS_BIZ_9018/S2AD200-1-12-C1 PSS_BIZ_9251/S2AD200-1-10-C1 DSR | PSS_BIZ_9018/S2AD200-1-12-C1 PSS_BIZ_9251/S2AD200-1-10-C1 DSR |  | 100GbE | odu4 | MANAGED_PLANE | UNPROTECTED | NA | MANAGED_PLANE | BiDirectional | Up | SUCCESS | 0.0 | 0.0 | PSS_BIZ_9018 | 1830 PSS-32 | S2AD200 | S2AD200-1-12-C1 | PSS_BIZ_9251 | 1830 PSS-32 | S2AD200 | S2AD200-1-10-C1 | Started | Started | Cleared | Cleared | No | No | 2025-06-05 00:21:25 | USER | PSS_BIZ_9251/IROADM-1-2-LINEOUT-PSS_BIZ_9018/A2325A-1-6-LINE | PSS_BIZ_9251 PSS_BIZ_9018 | PSS_BIZ_9018/S2AD200-1-12-L1/SFD-27-1-9190/OS PSS_BIZ_9251/S2AD200-1-10-L1/SFD-25-1-9190/OS |  |  |  | PSS_BIZ_9018/OCH-1-12-L1 PSS_BIZ_9251/OCH-1-10-L1 OTU4X2
13260 | PSS_BIZ_9018/S2AD200-1-30-C1 PSS_BIZ_9170/S2AD200-1-10-C1 DSR | PSS_BIZ_9018/S2AD200-1-30-C1 PSS_BIZ_9170/S2AD200-1-10-C1 DSR |  | 100GbE | odu4 | MANAGED_PLANE | UNPROTECTED | NA | MANAGED_PLANE | BiDirectional | Up | SUCCESS | 0.0 | 0.0 | PSS_BIZ_9018 | 1830 PSS-32 | S2AD200 | S2AD200-1-30-C1 | PSS_BIZ_9170 | 1830 PSS-32 | S2AD200 | S2AD200-1-10-C1 | Started | Started | Cleared | Cleared | No | No | 2025-06-05 00:22:20 | USER | PSS_BIZ_9170/AHPHG-1-2-LINE-PSS_BIZ_9018/AHPHG-1-2-LINE | PSS_BIZ_9170 PSS_BIZ_9018 | PSS_BIZ_9018/S2AD200-1-30-L1/SFD-28-1-9190/OS PSS_BIZ_9170/S2AD200-1-10-L1/SFD-27-1-9190/OS |  |  |  | PSS_BIZ_9018/OCH-1-30-L1 PSS_BIZ_9170/OCH-1-10-L1 OTU4X2
13266 | PSS_SBO_9094/11QPA4-1-15-L2-1 PSS_GAB_9488/11QPA4-1-15-_7424 ODU2:1 DSR:1 | PSS_SBO_9094/11QPA4-1-15-L2-1 PSS_GAB_9488/11QPA4-1-15-_7424 ODU2:1 DSR:1 |  | 10GbE | odu2 | NA | UNPROTECTED | NA | MANAGED_PLANE | BiDirectional | Up | NOT SUPPORTED | 0.0 | 0.0 | PSS_SBO_9094 | 1830 PSS-32 | 11QPA4 | 11QPA4-1-15-C2 | PSS_GAB_9488 | 1830 PSS-32 | 11QPA4 | 11QPA4-1-15-C2 | Started | Started | Cleared | Cleared | No | No | 2025-06-09 13:55:33 | SYSTEM | PSS_TOZ_9091/A2325A-1-6-LINE-PSS_KEB_9121/A2325A-1-2-LINE PSS_GAF_9080/ALPHG-1-6-LINE-PSS_TOZ_9091/ALPHG-1-2-LINE PSS_GAB_9488/PORT-1-2-LINEOUT-PSS_KEB_9121/A2325A-1-6-LINE | PSS_KEB_9121 PSS_TOZ_9091 PSS_GAF_9080 PSS_GAB_9488 | PSS_GAF_9080/CWR-1-8-CLS6/11QPA4-1-15-L2/OS PSS_GAB_9488/SFD-27-1-9590/11QPA4-1-15-L2/OS |  |  |  | PSS_SBO_9094/11QPA4-1-15-L2-1 PSS_GAB_9488/11QPA4-1-15-_7425:11
13268 | PSS_KAS_9470/11QPA4-1-15-L2-1 PSS_BAR_9222/11QPA4-2-14-L2-1 ODU2 DSR:1 | PSS_KAS_9470/11QPA4-1-15-L2-1 PSS_BAR_9222/11QPA4-2-14-L2-1 ODU2 DSR:1 |  | 10GbE | odu2 | NA | UNPROTECTED | NA | MANAGED_PLANE | BiDirectional | Up | NOT SUPPORTED | 0.0 | 0.0 | PSS_KAS_9470 | 1830 PSS-32 | 11QPA4 | 11QPA4-1-15-C2 | PSS_BAR_9222 | 1830 PSS-32 | 11QPA4 | 11QPA4-2-14-C2 | Started | Started | Cleared | Cleared | No | No | 2025-06-10 00:09:23 | SYSTEM | PSS_KEF_9058/ALPHG-1-6-LINE-PSS_SIL_9059/ALPHG-1-2-LINE PSS_KEF_9058/A2325A-2-2-LINE-PSS_KAS_9470/A2325A-1-2-LINE PSS_SIL_9059/AHPHG-1-6-LINE-PSS_SIL_9553/AHPHG-1-6-LINE PSS_SIL_9553/AHPHG-1-2-LINE-PSS_SIL_9114/AHPHG-1-6-LINE PSS_ZAG_9450/AHPHG-1-2-LINE-PSS_SIL_9114/AHPHG-1-2-LINE | PSS_KEF_9058 PSS_SIL_9059 PSS_KAS_9470 PSS_SIL_9553 PSS_SIL_9114 PSS_ZAG_9450 | PSS_KAS_9470/CWR-1-4-CLS2/11QPA4-1-15-L2/OS PSS_ZAG_9450/CWR-1-4-CLS4/11QPA4-1-14-L1/OS |  |  |  | PSS_KAS_9470/11QPA4-1-15-L2-1 PSS_BAR_9222/11QPA4-2-14-L2-1 ODU2 OTU2#1
13269 | PSS_KAS_9470/11QPA4-1-15-L4-1 PSS_BAR_9222/11QPA4-2-14-L3-1 ODU2 DSR:1 | PSS_KAS_9470/11QPA4-1-15-L4-1 PSS_BAR_9222/11QPA4-2-14-L3-1 ODU2 DSR:1 |  | 10GbE | odu2 | NA | UNPROTECTED | NA | MANAGED_PLANE | BiDirectional | Up | NOT SUPPORTED | 0.0 | 0.0 | PSS_KAS_9470 | 1830 PSS-32 | 11QPA4 | 11QPA4-1-15-C4 | PSS_BAR_9222 | 1830 PSS-32 | 11QPA4 | 11QPA4-2-14-C3 | Started | Started | Cleared | Cleared | No | No | 2025-06-10 01:21:09 | SYSTEM | PSS_KEF_9058/ALPHG-1-6-LINE-PSS_SIL_9059/ALPHG-1-2-LINE PSS_KEF_9058/A2325A-2-2-LINE-PSS_KAS_9470/A2325A-1-2-LINE PSS_SIL_9059/AHPHG-1-6-LINE-PSS_SIL_9553/AHPHG-1-6-LINE PSS_SIL_9553/AHPHG-1-2-LINE-PSS_SIL_9114/AHPHG-1-6-LINE PSS_ZAG_9450/AHPHG-1-2-LINE-PSS_SIL_9114/AHPHG-1-2-LINE | PSS_KEF_9058 PSS_SIL_9059 PSS_KAS_9470 PSS_SIL_9553 PSS_SIL_9114 PSS_ZAG_9450 | PSS_KAS_9470/CWR-1-4-CLS3/11QPA4-1-15-L4/OS PSS_ZAG_9450/CWR-1-4-CLS5/11QPA4-1-14-L3/OS |  |  |  | PSS_KAS_9470/11QPA4-1-15-L4-1 PSS_BAR_9222/11QPA4-2-14-L3-1 ODU2 OTU2#1
13283 | PSS_MAH_9039/S2AD200-1-10-C1 PSS_MAH_9288/S2AD200-1-10-C1 DSR | PSS_MAH_9039/S2AD200-1-10-C1 PSS_MAH_9288/S2AD200-1-10-C1 DSR |  | 100GbE | odu4 | MANAGED_PLANE | UNPROTECTED | NA | MANAGED_PLANE | BiDirectional | Up | SUCCESS | 0.0 | 0.0 | PSS_MAH_9039 | 1830 PSS-32 | S2AD200 | S2AD200-1-10-C1 | PSS_MAH_9288 | 1830 PSS-32 | S2AD200 | S2AD200-1-10-C1 | Started | Started | Cleared | Cleared | No | No | 2025-06-10 23:50:21 | USER | PSS_MAH_9039/PORT-1-7-LINEOUT-PSS_MAH_9288/IROADM-1-3-LINEIN | PSS_MAH_9039 PSS_MAH_9288 | PSS_MAH_9039/PSC-31-1-B1/S2AD200-1-10-L1/OS PSS_MAH_9288/S2AD200-1-10-L1/SFD-25-1-9250/OS |  |  |  | PSS_MAH_9039/OTUODU4-1-10-1 PSS_MAH_9288/OTUODU4-1-10-1 ODU4 OTU4#1
13286 | PSS_SFX_9015/S2AD200-2-16-C1 PSS_MAH_9288/S2AD200-1-28-C1 DSR | PSS_SFX_9015/S2AD200-2-16-C1 PSS_MAH_9288/S2AD200-1-28-C1 DSR |  | 100GbE | odu4 | MANAGED_PLANE | UNPROTECTED | NA | MANAGED_PLANE | BiDirectional | Up | SUCCESS | 0.0 | 0.0 | PSS_SFX_9015 | 1830 PSS-32 | S2AD200 | S2AD200-2-16-C1 | PSS_MAH_9288 | 1830 PSS-32 | S2AD200 | S2AD200-1-28-C1 | Started | Started | Cleared | Cleared | No | No | 2025-06-10 23:51:01 | USER | PSS_MAH_9288/IROADM-1-7-LINEOUT-PSS_SFX_9015/PORT-2-2-LINEIN | PSS_MAH_9288 PSS_SFX_9015 | PSS_SFX_9015/S2AD200-2-16-L1/SFD-25-1-9250/OS PSS_MAH_9288/S2AD200-1-28-L1/SFD-26-1-9250/OS |  |  |  | PSS_SFX_9015/OTUODU4-2-16-1 PSS_MAH_9288/OTUODU4-1-28-1 ODU4 OTU4#1
13303 | PSS_BIZ_9170/S2AD200-1-28-C1 PSS_TUN_9002/S2AD200-3-23-C1 DSR | PSS_BIZ_9170/S2AD200-1-28-C1 PSS_TUN_9002/S2AD200-3-23-C1 DSR |  | 100GbE | odu4 | MANAGED_PLANE | UNPROTECTED | NA | MANAGED_PLANE | BiDirectional | Up | SUCCESS | 0.0 | 0.0 | PSS_BIZ_9170 | 1830 PSS-32 | S2AD200 | S2AD200-1-28-C1 | PSS_TUN_9002 | 1830 PSS-32 | S2AD200 | S2AD200-3-23-C1 | Started | Started | Cleared | Cleared | No | No | 2025-06-12 00:53:08 | USER | PSS_TUN_9077/A2325A-1-6-LINE-PSS_BEJ_1003/AHPHG-1-2-LINE PSS_BIZ_9170/AHPHG-1-6-LINE-PSS_BIZ_9424/AHPHG-1-2-LINE PSS_BEJ_9516/ALPHG-1-2-LINE-PSS_BEJ_1003/AHPHG-1-6-LINE PSS_BEJ_9516/A2325A-2-2-LINE-PSS_BIZ_9424/A2325A-1-6-LINE PSS_TUN_9002/PORT-3-2-LINEOUT-PSS_TUN_9077/A2325A-1-2-LINE | PSS_TUN_9077 PSS_BEJ_9239 PSS_BIZ_9170 PSS_BIZ_9424 PSS_BEJ_9245 PSS_TUN_9002 | PSS_BIZ_9170/S2AD200-1-28-L1/SFD-28-1-9270/OS PSS_TUN_9002/S2AD200-3-23-L1/SFD-26-1-9270/OS |  |  |  | PSS_BIZ_9170/OCH-1-28-L1 PSS_TUN_9002/OCH-3-23-L1 OTU4X2
13307 | PSS_TUN_9002/PORT-1-17-C3 PSS_BAR_9148/PORT-2-8-C3 DSR | PSS_TUN_9002/PORT-1-17-C3 PSS_BAR_9148/PORT-2-8-C3 DSR |  | 100GbE | odu4 | MANAGED_PLANE | UNPROTECTED | NA | MANAGED_PLANE | BiDirectional | Up | SUCCESS | 0.182 | 0.0 | PSS_TUN_9002 | 1830 PSS-32 | S5AD400 | PORT-1-17-C3 | PSS_BAR_9148 | 1830 PSS-32 | S5AD400 | PORT-2-8-C3 | Started | Started | Cleared | Cleared | No | No | 2025-06-12 23:54:43 | USER | PSS_TUN_9000/PORT-1-2-LINEOUT-PSS_TUN_9002/PORT-1-2-LINEIN PSS_TUN_9000/PORT-2-2-LINEOUT-PSS_BAR_9148/PORT-2-2-LINEIN | PSS_TUN_9000 PSS_TUN_9002 PSS_BAR_9148 | PSS_BAR_9148/PORT-2-8-L1/PSC-33-1-B2/OS PSS_TUN_9002/PORT-1-17-L1/PSC-31-1-A2/OS |  |  |  | PSS_BAR_9148/PORT-2-8-L1 PSS_TUN_9002/PORT-1-17-L1 OTSIG TUNNEL
13310 | PSS_TUN_9002/PORT-2-4-C1 PSS_BAR_9148/PORT-4-13-C1 DSR | PSS_TUN_9002/PORT-2-4-C1 PSS_BAR_9148/PORT-4-13-C1 DSR |  | 100GbE | odu4 | MANAGED_PLANE | UNPROTECTED | NA | MANAGED_PLANE | BiDirectional | Up | SUCCESS | 0.141 | 0.0 | PSS_TUN_9002 | 1830 PSS-32 | S5AD400 | PORT-2-4-C1 | PSS_BAR_9148 | 1830 PSS-32 | S5AD400 | PORT-4-13-C1 | Started | Started | Cleared | Cleared | No | No | 2025-06-12 23:55:17 | USER | PSS_TUN_9002/PORT-2-2-LINEOUT-PSS_BAR_9148/PORT-4-2-LINEIN | PSS_TUN_9002 PSS_BAR_9148 | PSS_TUN_9002/PORT-2-4-L1/PSC-31-1-B1/OS PSS_BAR_9148/PORT-4-13-L1/PSC-34-1-A1/OS |  |  |  | PSS_BAR_9148/PORT-4-13-L1 PSS_TUN_9002/PORT-2-4-L1 OTSIG TUNNEL
13325 | PSS_TUN_9002/PORT-4-13-C1 PSS_BAR_9222/PORT-1-7-C1 DSR | PSS_TUN_9002/PORT-4-13-C1 PSS_BAR_9222/PORT-1-7-C1 DSR |  | 100GbE | odu4 | MANAGED_PLANE | UNPROTECTED | NA | MANAGED_PLANE | BiDirectional | Up | SUCCESS | 0.129 | 0.0 | PSS_TUN_9002 | 1830 PSS-32 | S5AD400 | PORT-4-13-C1 | PSS_BAR_9222 | 1830 PSS-32 | S5AD400 | PORT-1-7-C1 | Started | Started | Cleared | Cleared | No | No | 2025-06-13 00:11:00 | USER | PSS_BAR_9222/PORT-1-2-LINEOUT-PSS_TUN_9002/PORT-4-2-LINEIN | PSS_BAR_9222 PSS_TUN_9002 | PSS_BAR_9222/PORT-1-7-L1/PSC-32-1-A1/OS PSS_TUN_9002/PORT-4-13-L1/PSC-32-1-B1/OS |  |  |  | PSS_TUN_9002/PORT-4-13-L1 PSS_BAR_9222/PORT-1-7-L1 OTSIG TUNNEL
13328 | PSS_TUN_9002/PORT-4-13-C2 PSS_BAR_9222/PORT-1-7-C2 DSR | PSS_TUN_9002/PORT-4-13-C2 PSS_BAR_9222/PORT-1-7-C2 DSR |  | 100GbE | odu4 | MANAGED_PLANE | UNPROTECTED | NA | MANAGED_PLANE | BiDirectional | Up | SUCCESS | 0.13 | 0.0 | PSS_TUN_9002 | 1830 PSS-32 | S5AD400 | PORT-4-13-C2 | PSS_BAR_9222 | 1830 PSS-32 | S5AD400 | PORT-1-7-C2 | Started | Started | Cleared | Cleared | No | No | 2025-06-13 00:12:48 | USER | PSS_BAR_9222/PORT-1-2-LINEOUT-PSS_TUN_9002/PORT-4-2-LINEIN | PSS_BAR_9222 PSS_TUN_9002 | PSS_BAR_9222/PORT-1-7-L1/PSC-32-1-A1/OS PSS_TUN_9002/PORT-4-13-L1/PSC-32-1-B1/OS |  |  |  | PSS_TUN_9002/PORT-4-13-L1 PSS_BAR_9222/PORT-1-7-L1 OTSIG TUNNEL
13331 | PSS_TUN_9002/PORT-4-13-C3 PSS_BAR_9222/PORT-1-7-C3 DSR | PSS_TUN_9002/PORT-4-13-C3 PSS_BAR_9222/PORT-1-7-C3 DSR |  | 100GbE | odu4 | MANAGED_PLANE | UNPROTECTED | NA | MANAGED_PLANE | BiDirectional | Up | SUCCESS | 0.129 | 0.0 | PSS_TUN_9002 | 1830 PSS-32 | S5AD400 | PORT-4-13-C3 | PSS_BAR_9222 | 1830 PSS-32 | S5AD400 | PORT-1-7-C3 | Started | Started | Cleared | Cleared | No | No | 2025-06-13 00:13:17 | USER | PSS_BAR_9222/PORT-1-2-LINEOUT-PSS_TUN_9002/PORT-4-2-LINEIN | PSS_BAR_9222 PSS_TUN_9002 | PSS_BAR_9222/PORT-1-7-L1/PSC-32-1-A1/OS PSS_TUN_9002/PORT-4-13-L1/PSC-32-1-B1/OS |  |  |  | PSS_TUN_9002/PORT-4-13-L1 PSS_BAR_9222/PORT-1-7-L1 OTSIG TUNNEL
13354 | PSS_BIZ_9020/S2AD200-1-15-C1 PSS_BIZ_9018/S2AD200-1-9-C1 DSR | PSS_BIZ_9020/S2AD200-1-15-C1 PSS_BIZ_9018/S2AD200-1-9-C1 DSR |  | 100GbE | odu4 | MANAGED_PLANE | UNPROTECTED | NA | MANAGED_PLANE | BiDirectional | Up | SUCCESS | 0.0 | 0.0 | PSS_BIZ_9020 | 1830 PSS-32 | S2AD200 | S2AD200-1-15-C1 | PSS_BIZ_9018 | 1830 PSS-32 | S2AD200 | S2AD200-1-9-C1 | Started | Started | Cleared | Cleared | No | No | 2025-06-16 01:13:30 | USER | PSS_BIZ_9251/IROADM-1-2-LINEOUT-PSS_BIZ_9018/A2325A-1-6-LINE PSS_BIZ_9251/IROADM-1-3-LINEOUT-PSS_BIZ_9020/A2325A-1-6-LINE | PSS_BIZ_9251 PSS_BIZ_9018 PSS_BIZ_9020 | PSS_BIZ_9020/S2AD200-1-15-L1/SFD-27-1-9200/OS PSS_BIZ_9018/S2AD200-1-9-L1/SFD-27-1-9200/OS |  |  |  | PSS_BIZ_9020/OCH-1-15-L1 PSS_BIZ_9018/OCH-1-9-L1 OTU4X2
13367 | PSS_MED_9049/11QPA4-1-15-L1-1 PSS_MED_9030/11QPA4-1-15-L1-1 ODU2 DSR:1 | PSS_MED_9049/11QPA4-1-15-L1-1 PSS_MED_9030/11QPA4-1-15-L1-1 ODU2 DSR:1 |  | 10GbE | odu2 | NA | UNPROTECTED | NA | MANAGED_PLANE | BiDirectional | Up | NOT SUPPORTED | 0.0 | 0.0 | PSS_MED_9049 | 1830 PSS-32 | 11QPA4 | 11QPA4-1-15-C1 | PSS_MED_9030 | 1830 PSS-32 | 11QPA4 | 11QPA4-1-15-C1 | Started | Started | Cleared | Cleared | No | No | 2025-06-16 02:17:05 | SYSTEM | PSS_MED_9030/AHPHG-1-2-LINE-PSS_MED_9029/AHPHG-1-2-LINE PSS_MED_9049/AHPHG-1-7-LINE-PSS_MED_9029/AHPHG-1-6-LINE | PSS_MED_9030 PSS_MED_9029 PSS_MED_9049 | PSS_MED_9049/CWR-1-8-CLS1/11QPA4-1-15-L1/OS PSS_MED_9030/CWR-1-4-CLS1/11QPA4-1-15-L1/OS |  |  |  | PSS_MED_9049/11QPA4-1-15-L1-1 PSS_MED_9030/11QPA4-1-15-L1-1 ODU2 OTU2#1
13387 | PSS_BAR_9148/S2AD200-1-11-C1 PSS_SOS_9004/S2AD200-1-15-C1 DSR | PSS_BAR_9148/S2AD200-1-11-C1 PSS_SOS_9004/S2AD200-1-15-C1 DSR |  | 100GbE | odu4 | MANAGED_PLANE | UNPROTECTED | NA | MANAGED_PLANE | BiDirectional | Up | SUCCESS | 0.0 | 0.0 | PSS_BAR_9148 | 1830 PSS-32 | S2AD200 | S2AD200-1-11-C1 | PSS_SOS_9004 | 1830 PSS-32 | S2AD200 | S2AD200-1-15-C1 | Started | Started | Cleared | Cleared | No | No | 2025-06-18 00:01:08 | USER | PSS_SOS_9004/PORT-1-2-LINEOUT-PSS_SOS_9189/PORT-1-7-LINEIN PSS_BAR_9148/PORT-1-3-LINEOUT-PSS_SOS_9189/RA2P-1-2-LINEIN | PSS_SOS_9004 PSS_SOS_9189 PSS_BAR_9148 | PSS_BAR_9148/S2AD200-1-11-L1/SFD-25-1-9230/OS PSS_SOS_9004/S2AD200-1-15-L1/SFD-25-1-9230/OS |  |  |  | PSS_BAR_9148/OTUODU4-1-11-1 PSS_SOS_9004/OTUODU4-1-15-1 ODU4 OTU4#1
13467 | PSS_BAR_9148/PORT-3-6-C1 PSS_SOS_9004/PORT-4-4-C1 DSR | PSS_BAR_9148/PORT-3-6-C1 PSS_SOS_9004/PORT-4-4-C1 DSR |  | 100GbE | odu4 | MANAGED_PLANE | UNPROTECTED | NA | MANAGED_PLANE | BiDirectional | Up | NOT SUPPORTED | 0.0 | 0.0 | PSS_BAR_9148 | 1830 PSS-32 | S4X400 | PORT-3-6-C1 | PSS_SOS_9004 | 1830 PSS-32 | S4X400 | PORT-4-4-C1 | Started | Started | Cleared | Cleared | No | No | 2025-06-18 00:19:04 | USER | PSS_NAB_9191/PORT-1-2-LINEOUT-PSS_NAB_9177/PORT-1-2-LINEIN PSS_NAB_9191/PORT-1-10-LINEOUT-PSS_SOS_9004/PORT-4-2-LINEIN PSS_BAR_9222/PORT-2-2-LINEOUT-PSS_BAR_9148/PORT-3-2-LINEIN PSS_NAB_9032/PORT-1-6-LINEOUT-PSS_BAR_9222/PORT-1-5-LINEIN PSS_NAB_9031/PORT-1-7-LINEOUT-PSS_NAB_9032/RA2P-1-2-LINEIN PSS_NAB_9236-TR/PORT-1-2-LINEOUT-PSS_NAB_9031/PORT-1-2-LINEIN PSS_NAB_9236-TR/PORT-1-5-LINEOUT-PSS_NAB_9177/PORT-1-3-LINEIN | PSS_NAB_9191 PSS_NAB_9177 PSS_SOS_9004 PSS_BAR_9222 PSS_BAR_9148 PSS_NAB_9032 PSS_NAB_9031 PSS_NAB_9236-TR | PSS_BAR_9148/PORT-3-6-L1/PSC-33-1-C1/OS PSS_SOS_9004/PORT-4-4-L1/PSC-34-1-B1/OS |  |  |  | PSS_BAR_9148/PORT-3-6-L1 PSS_SOS_9004/PORT-4-4-L1 OTSIG TUNNEL
13470 | PSS_BAR_9148/PORT-3-6-C2 PSS_SOS_9004/PORT-4-4-C2 DSR | PSS_BAR_9148/PORT-3-6-C2 PSS_SOS_9004/PORT-4-4-C2 DSR |  | 100GbE | odu4 | MANAGED_PLANE | UNPROTECTED | NA | MANAGED_PLANE | BiDirectional | Up | NOT SUPPORTED | 0.0 | 0.0 | PSS_BAR_9148 | 1830 PSS-32 | S4X400 | PORT-3-6-C2 | PSS_SOS_9004 | 1830 PSS-32 | S4X400 | PORT-4-4-C2 | Started | Started | Cleared | Cleared | No | No | 2025-06-18 00:19:37 | USER | PSS_NAB_9191/PORT-1-2-LINEOUT-PSS_NAB_9177/PORT-1-2-LINEIN PSS_NAB_9191/PORT-1-10-LINEOUT-PSS_SOS_9004/PORT-4-2-LINEIN PSS_BAR_9222/PORT-2-2-LINEOUT-PSS_BAR_9148/PORT-3-2-LINEIN PSS_NAB_9032/PORT-1-6-LINEOUT-PSS_BAR_9222/PORT-1-5-LINEIN PSS_NAB_9031/PORT-1-7-LINEOUT-PSS_NAB_9032/RA2P-1-2-LINEIN PSS_NAB_9236-TR/PORT-1-2-LINEOUT-PSS_NAB_9031/PORT-1-2-LINEIN PSS_NAB_9236-TR/PORT-1-5-LINEOUT-PSS_NAB_9177/PORT-1-3-LINEIN | PSS_NAB_9191 PSS_NAB_9177 PSS_SOS_9004 PSS_BAR_9222 PSS_BAR_9148 PSS_NAB_9032 PSS_NAB_9031 PSS_NAB_9236-TR | PSS_BAR_9148/PORT-3-6-L1/PSC-33-1-C1/OS PSS_SOS_9004/PORT-4-4-L1/PSC-34-1-B1/OS |  |  |  | PSS_BAR_9148/PORT-3-6-L1 PSS_SOS_9004/PORT-4-4-L1 OTSIG TUNNEL
13473 | PSS_BAR_9148/PORT-3-6-C3 PSS_SOS_9004/PORT-4-4-C3 DSR | PSS_BAR_9148/PORT-3-6-C3 PSS_SOS_9004/PORT-4-4-C3 DSR |  | 100GbE | odu4 | MANAGED_PLANE | UNPROTECTED | NA | MANAGED_PLANE | BiDirectional | Up | NOT SUPPORTED | 0.0 | 0.0 | PSS_BAR_9148 | 1830 PSS-32 | S4X400 | PORT-3-6-C3 | PSS_SOS_9004 | 1830 PSS-32 | S4X400 | PORT-4-4-C3 | Started | Started | Cleared | Cleared | No | No | 2025-06-18 00:22:22 | USER | PSS_NAB_9191/PORT-1-2-LINEOUT-PSS_NAB_9177/PORT-1-2-LINEIN PSS_NAB_9191/PORT-1-10-LINEOUT-PSS_SOS_9004/PORT-4-2-LINEIN PSS_BAR_9222/PORT-2-2-LINEOUT-PSS_BAR_9148/PORT-3-2-LINEIN PSS_NAB_9032/PORT-1-6-LINEOUT-PSS_BAR_9222/PORT-1-5-LINEIN PSS_NAB_9031/PORT-1-7-LINEOUT-PSS_NAB_9032/RA2P-1-2-LINEIN PSS_NAB_9236-TR/PORT-1-2-LINEOUT-PSS_NAB_9031/PORT-1-2-LINEIN PSS_NAB_9236-TR/PORT-1-5-LINEOUT-PSS_NAB_9177/PORT-1-3-LINEIN | PSS_NAB_9191 PSS_NAB_9177 PSS_SOS_9004 PSS_BAR_9222 PSS_BAR_9148 PSS_NAB_9032 PSS_NAB_9031 PSS_NAB_9236-TR | PSS_BAR_9148/PORT-3-6-L1/PSC-33-1-C1/OS PSS_SOS_9004/PORT-4-4-L1/PSC-34-1-B1/OS |  |  |  | PSS_BAR_9148/PORT-3-6-L1 PSS_SOS_9004/PORT-4-4-L1 OTSIG TUNNEL
13487 | PSS_TUN_9002/S2AD200-1-16-C1 PSS_SOS_9004/S2AD200-1-33-C1 DSR | PSS_TUN_9002/S2AD200-1-16-C1 PSS_SOS_9004/S2AD200-1-33-C1 DSR |  | 100GbE | odu4 | MANAGED_PLANE | UNPROTECTED | NA | MANAGED_PLANE | BiDirectional | Up | SUCCESS | 0.0 | 0.0 | PSS_TUN_9002 | 1830 PSS-32 | S2AD200 | S2AD200-1-16-C1 | PSS_SOS_9004 | 1830 PSS-32 | S2AD200 | S2AD200-1-33-C1 | Started | Started | Cleared | Cleared | No | No | 2025-06-19 00:26:04 | USER | PSS_SOS_9004/PORT-1-2-LINEOUT-PSS_SOS_9189/PORT-1-7-LINEIN PSS_BAR_9148/PORT-1-3-LINEOUT-PSS_SOS_9189/RA2P-1-2-LINEIN PSS_TUN_9000/PORT-1-2-LINEOUT-PSS_TUN_9002/PORT-1-2-LINEIN PSS_TUN_9000/PORT-2-2-LINEOUT-PSS_BAR_9148/PORT-2-2-LINEIN | PSS_SOS_9004 PSS_SOS_9189 PSS_BAR_9148 PSS_TUN_9000 PSS_TUN_9002 | PSS_SOS_9004/S2AD200-1-33-L1/SFD-25-1-9220/OS PSS_TUN_9002/S2AD200-1-16-L1/SFD-27-1-9220/OS |  |  |  | PSS_TUN_9002/OTUODU4-1-16-1 PSS_SOS_9004/OTUODU4-1-33-1 ODU4 OTU4#1
13513 | PSS_BAR_9148/S13X100-5-5-C5 PSS_NAB_9191/S13X100-1-8-C5 DSR | PSS_BAR_9148/S13X100-5-5-C5 PSS_NAB_9191/S13X100-1-8-C5 DSR |  | 10GbE | odu2e | MANAGED_PLANE | UNPROTECTED | NA | MANAGED_PLANE | BiDirectional | Up | NOTAVAILABLE | 0.441 | 0.0 | PSS_BAR_9148 | 1830 PSS-32 | S13X100 | S13X100-5-5-C5 | PSS_NAB_9191 | 1830 PSS-32 | S13X100 | S13X100-1-8-C5 | Started | Started | Minor | Minor | No | No | 2025-06-19 02:05:31 | USER | PSS_NAB_9191/PORT-1-6-LINEOUT-PSS_BAR_9148/PORT-5-2-LINEIN | PSS_NAB_9191 PSS_BAR_9148 | PSS_BAR_9148/S13X100-5-5-L1/SFD-31-1-9170/OS PSS_NAB_9191/PSC-28-1-A2/S13X100-1-8-L1/OS |  |  |  | PSS_BAR_9148/OTUODU4-5-5-L1 PSS_NAB_9191/OTUODU4-1-8-L1 ODU4 OTU4#1
13531 | PSS_BAR_9148/S2AD200-1-29-C1 PSS_SFX_9015/S2AD200-1-31-C1 DSR | PSS_BAR_9148/S2AD200-1-29-C1 PSS_SFX_9015/S2AD200-1-31-C1 DSR |  | 100GbE | odu4 | MANAGED_PLANE | UNPROTECTED | NA | MANAGED_PLANE | BiDirectional | Up | SUCCESS | 0.0 | 0.0 | PSS_BAR_9148 | 1830 PSS-32 | S2AD200 | S2AD200-1-29-C1 | PSS_SFX_9015 | 1830 PSS-32 | S2AD200 | S2AD200-1-31-C1 | Started | Started | Cleared | Cleared | No | No | 2025-06-19 23:21:03 | USER | PSS_SOS_9189/PORT-1-10-LINEOUT-PSS_MAH_9448/PORT-1-2-LINEIN PSS_MAH_9448/PORT-1-3-LINEOUT-PSS_SFX_9015/PORT-1-2-LINEIN PSS_BAR_9148/PORT-1-3-LINEOUT-PSS_SOS_9189/RA2P-1-2-LINEIN | PSS_SOS_9189 PSS_MAH_9448 PSS_SFX_9015 PSS_BAR_9148 | PSS_BAR_9148/S2AD200-1-29-L1/SFD-25-1-9170/OS PSS_SFX_9015/S2AD200-1-31-L1/SFD-32-1-9170/OS |  |  |  | PSS_BAR_9148/OTUODU4-1-29-1 PSS_SFX_9015/OTUODU4-1-31-1 ODU4 OTU4#1
13534 | PSS_SOS_9004/PORT-1-4-C2 PSS_SFX_9015/PORT-1-5-C2 DSR | PSS_SOS_9004/PORT-1-4-C2 PSS_SFX_9015/PORT-1-5-C2 DSR |  | 100GbE | odu4 | MANAGED_PLANE | UNPROTECTED | NA | MANAGED_PLANE | BiDirectional | Up | NOT SUPPORTED | 0.0 | 0.0 | PSS_SOS_9004 | 1830 PSS-32 | S4X400 | PORT-1-4-C2 | PSS_SFX_9015 | 1830 PSS-32 | S4X400 | PORT-1-5-C2 | Started | Started | Cleared | Cleared | No | No | 2025-06-19 23:21:44 | USER | PSS_SOS_9189/PORT-1-10-LINEOUT-PSS_MAH_9448/PORT-1-2-LINEIN PSS_MAH_9448/PORT-1-3-LINEOUT-PSS_SFX_9015/PORT-1-2-LINEIN PSS_SOS_9004/PORT-1-2-LINEOUT-PSS_SOS_9189/PORT-1-7-LINEIN | PSS_SOS_9189 PSS_MAH_9448 PSS_SFX_9015 PSS_SOS_9004 | PSS_SOS_9004/PORT-1-4-L1/PSC-35-1-A2/OS PSS_SFX_9015/PORT-1-5-L1/PSC-35-1-A2/OS |  |  |  | PSS_SOS_9004/PORT-1-4-L1 PSS_SFX_9015/PORT-1-5-L1 OTSIG TUNNEL
13537 | PSS_SOS_9004/PORT-1-4-C3 PSS_SFX_9015/PORT-1-5-C3 DSR | PSS_SOS_9004/PORT-1-4-C3 PSS_SFX_9015/PORT-1-5-C3 DSR |  | 100GbE | odu4 | MANAGED_PLANE | UNPROTECTED | NA | MANAGED_PLANE | BiDirectional | Up | NOT SUPPORTED | 0.0 | 0.0 | PSS_SOS_9004 | 1830 PSS-32 | S4X400 | PORT-1-4-C3 | PSS_SFX_9015 | 1830 PSS-32 | S4X400 | PORT-1-5-C3 | Started | Started | Cleared | Cleared | No | No | 2025-06-19 23:22:05 | USER | PSS_SOS_9189/PORT-1-10-LINEOUT-PSS_MAH_9448/PORT-1-2-LINEIN PSS_MAH_9448/PORT-1-3-LINEOUT-PSS_SFX_9015/PORT-1-2-LINEIN PSS_SOS_9004/PORT-1-2-LINEOUT-PSS_SOS_9189/PORT-1-7-LINEIN | PSS_SOS_9189 PSS_MAH_9448 PSS_SFX_9015 PSS_SOS_9004 | PSS_SOS_9004/PORT-1-4-L1/PSC-35-1-A2/OS PSS_SFX_9015/PORT-1-5-L1/PSC-35-1-A2/OS |  |  |  | PSS_SOS_9004/PORT-1-4-L1 PSS_SFX_9015/PORT-1-5-L1 OTSIG TUNNEL
13590 | PSS_TUN_9000/S2AD200-3-30-C1 PSS_BIZ_9020/S2AD200-1-33-C1 DSR | PSS_TUN_9000/S2AD200-3-30-C1 PSS_BIZ_9020/S2AD200-1-33-C1 DSR |  | 100GbE | odu4 | MANAGED_PLANE | UNPROTECTED | NA | MANAGED_PLANE | BiDirectional | Up | DMF - Delay Measurement Test Failed | 0.0 | 0.0 | PSS_TUN_9000 | 1830 PSS-32 | S2AD200 | S2AD200-3-30-C1 | PSS_BIZ_9020 | 1830 PSS-32 | S2AD200 | S2AD200-1-33-C1 | Started | Started | Cleared | Cleared | No | No | 2025-06-23 00:43:54 | USER | PSS_TUN_9000/PORT-3-2-LINEOUT-PSS_BIZ_9020/AHPHG-1-2-LINE | PSS_TUN_9000 PSS_BIZ_9020 | PSS_BIZ_9020/S2AD200-1-33-L1/SFD-29-1-9190/OS PSS_TUN_9000/S2AD200-3-30-L1/SFD-29-1-9190/OS |  |  |  | PSS_TUN_9000/OCH-3-30-L1 PSS_BIZ_9020/OCH-1-33-L1 OTU4X2
13609 | PSS_BAR_9222/S13X100-1-4-C3 PSS_NAB_9031/S13X100-1-16-C3 DSR | PSS_BAR_9222/S13X100-1-4-C3 PSS_NAB_9031/S13X100-1-16-C3 DSR |  | 10GbE | odu2e | MANAGED_PLANE | UNPROTECTED | NA | MANAGED_PLANE | BiDirectional | Up | VALID | 0.894 | 0.0 | PSS_BAR_9222 | 1830 PSS-32 | S13X100 | S13X100-1-4-C3 | PSS_NAB_9031 | 1830 PSS-32 | S13X100 | S13X100-1-16-C3 | Started | Started | Cleared | Cleared | No | No | 2025-06-23 02:11:12 | USER | PSS_NAB_9032/PORT-1-6-LINEOUT-PSS_BAR_9222/PORT-1-5-LINEIN PSS_NAB_9031/PORT-1-7-LINEOUT-PSS_NAB_9032/RA2P-1-2-LINEIN | PSS_NAB_9032 PSS_BAR_9222 PSS_NAB_9031 PSS_NAB_9032 | PSS_BAR_9222/S13X100-1-4-L1/SFD-28-1-9200/OS PSS_NAB_9032/PSC-30-1-B1/S13X100-1-14-L1/OS PSS_NAB_9031/S13X100-1-16-L1/SFD-29-1-9200/OS PSS_NAB_9032/PSC-30-1-A1/S13X100-1-17-L1/OS PSS_NAB_9032/S13X100-1-14-C3/S13X100-1-17-C3/OS |  |  |  | PSS_BAR_9222/OTUODU4-1-4-L1 PSS_NAB_9032/OTUODU4-1-14-_11404:3 PSS_NAB_9032/OTUODU4-1-17-L1 PSS_NAB_9031/OTUODU4-1-16_11438:3 PSS_NAB_9032/OTU-1-14-C3 PSS_NAB_9032/OTU-1-17-C3 OTU2E
13632 | PSS_TUN_9002/S13X100-3-3-C1 PSS_BIZ_9170/S13X100-1-13-C1 DSR | PSS_TUN_9002/S13X100-3-3-C1 PSS_BIZ_9170/S13X100-1-13-C1 DSR |  | 10GbE | odu2e | MANAGED_PLANE | UNPROTECTED | NA | MANAGED_PLANE | BiDirectional | Up | NOTAVAILABLE | 0.0 | 0.0 | PSS_TUN_9002 | 1830 PSS-32 | S13X100 | S13X100-3-3-C1 | PSS_BIZ_9170 | 1830 PSS-32 | S13X100 | S13X100-1-13-C1 | Started | Started | Cleared | Cleared | No | No | 2025-06-29 23:28:36 | USER | PSS_TUN_9077/A2325A-1-6-LINE-PSS_BEJ_1003/AHPHG-1-2-LINE PSS_BIZ_9170/AHPHG-1-6-LINE-PSS_BIZ_9424/AHPHG-1-2-LINE PSS_BEJ_9516/ALPHG-1-2-LINE-PSS_BEJ_1003/AHPHG-1-6-LINE PSS_BEJ_9516/A2325A-2-2-LINE-PSS_BIZ_9424/A2325A-1-6-LINE PSS_TUN_9002/PORT-3-2-LINEOUT-PSS_TUN_9077/A2325A-1-2-LINE | PSS_TUN_9077 PSS_BEJ_9239 PSS_BIZ_9170 PSS_BIZ_9424 PSS_BEJ_9245 PSS_TUN_9002 | PSS_BIZ_9170/S13X100-1-13-L1/SFD-28-1-9220/OS PSS_TUN_9002/S13X100-3-3-L1/SFD-26-1-9220/OS |  |  |  | PSS_TUN_9002/OTUODU4-3-3-L1 PSS_BIZ_9170/OTUODU4-1-13-L1 ODU4 OTU4#1
13635 | PSS_TUN_9002/S13X100-3-3-C2 PSS_BIZ_9170/S13X100-1-13-C2 DSR | PSS_TUN_9002/S13X100-3-3-C2 PSS_BIZ_9170/S13X100-1-13-C2 DSR |  | 10GbE | odu2e | MANAGED_PLANE | UNPROTECTED | NA | MANAGED_PLANE | BiDirectional | Up | NOTAVAILABLE | 0.0 | 0.0 | PSS_TUN_9002 | 1830 PSS-32 | S13X100 | S13X100-3-3-C2 | PSS_BIZ_9170 | 1830 PSS-32 | S13X100 | S13X100-1-13-C2 | Started | Started | Cleared | Cleared | No | No | 2025-06-29 23:29:32 | USER | PSS_TUN_9077/A2325A-1-6-LINE-PSS_BEJ_1003/AHPHG-1-2-LINE PSS_BIZ_9170/AHPHG-1-6-LINE-PSS_BIZ_9424/AHPHG-1-2-LINE PSS_BEJ_9516/ALPHG-1-2-LINE-PSS_BEJ_1003/AHPHG-1-6-LINE PSS_BEJ_9516/A2325A-2-2-LINE-PSS_BIZ_9424/A2325A-1-6-LINE PSS_TUN_9002/PORT-3-2-LINEOUT-PSS_TUN_9077/A2325A-1-2-LINE | PSS_TUN_9077 PSS_BEJ_9239 PSS_BIZ_9170 PSS_BIZ_9424 PSS_BEJ_9245 PSS_TUN_9002 | PSS_BIZ_9170/S13X100-1-13-L1/SFD-28-1-9220/OS PSS_TUN_9002/S13X100-3-3-L1/SFD-26-1-9220/OS |  |  |  | PSS_TUN_9002/OTUODU4-3-3-L1 PSS_BIZ_9170/OTUODU4-1-13-L1 ODU4 OTU4#1
13638 | PSS_TUN_9002/S13X100-3-3-C3 PSS_BIZ_9170/S13X100-1-13-C3 DSR | PSS_TUN_9002/S13X100-3-3-C3 PSS_BIZ_9170/S13X100-1-13-C3 DSR |  | 10GbE | odu2e | MANAGED_PLANE | UNPROTECTED | NA | MANAGED_PLANE | BiDirectional | Up | NOTAVAILABLE | 0.0 | 0.0 | PSS_TUN_9002 | 1830 PSS-32 | S13X100 | S13X100-3-3-C3 | PSS_BIZ_9170 | 1830 PSS-32 | S13X100 | S13X100-1-13-C3 | Started | Started | Cleared | Cleared | No | No | 2025-06-29 23:30:10 | USER | PSS_TUN_9077/A2325A-1-6-LINE-PSS_BEJ_1003/AHPHG-1-2-LINE PSS_BIZ_9170/AHPHG-1-6-LINE-PSS_BIZ_9424/AHPHG-1-2-LINE PSS_BEJ_9516/ALPHG-1-2-LINE-PSS_BEJ_1003/AHPHG-1-6-LINE PSS_BEJ_9516/A2325A-2-2-LINE-PSS_BIZ_9424/A2325A-1-6-LINE PSS_TUN_9002/PORT-3-2-LINEOUT-PSS_TUN_9077/A2325A-1-2-LINE | PSS_TUN_9077 PSS_BEJ_9239 PSS_BIZ_9170 PSS_BIZ_9424 PSS_BEJ_9245 PSS_TUN_9002 | PSS_BIZ_9170/S13X100-1-13-L1/SFD-28-1-9220/OS PSS_TUN_9002/S13X100-3-3-L1/SFD-26-1-9220/OS |  |  |  | PSS_TUN_9002/OTUODU4-3-3-L1 PSS_BIZ_9170/OTUODU4-1-13-L1 ODU4 OTU4#1
13641 | PSS_TUN_9002/S13X100-3-4-C8 PSS_TUN_9077/S13X100-1-17-C8 DSR | PSS_TUN_9002/S13X100-3-4-C8 PSS_TUN_9077/S13X100-1-17-C8 DSR |  | 10GbE | odu2e | MANAGED_PLANE | UNPROTECTED | NA | MANAGED_PLANE | BiDirectional | Up | NOTAVAILABLE | 0.211 | 0.0 | PSS_TUN_9002 | 1830 PSS-32 | S13X100 | S13X100-3-4-C8 | PSS_TUN_9077 | 1830 PSS-32 | S13X100 | S13X100-1-17-C8 | Started | Started | Minor | Minor | No | No | 2025-06-29 23:32:41 | USER | PSS_TUN_9002/PORT-3-2-LINEOUT-PSS_TUN_9077/A2325A-1-2-LINE | PSS_TUN_9002 PSS_TUN_9077 | PSS_TUN_9077/S13X100-1-17-L1/SFD-27-1-9300/OS PSS_TUN_9002/S13X100-3-4-L1/SFD-26-1-9300/OS |  |  |  | PSS_TUN_9077/OTUODU4-1-17-L1 PSS_TUN_9002/OTUODU4-3-4-L1 ODU4 OTU4#1
13644 | PSS_TUN_9002/S13X100-3-4-C9 PSS_TUN_9077/S13X100-1-17-C9 DSR | PSS_TUN_9002/S13X100-3-4-C9 PSS_TUN_9077/S13X100-1-17-C9 DSR |  | 10GbE | odu2e | MANAGED_PLANE | UNPROTECTED | NA | MANAGED_PLANE | BiDirectional | Up | NOTAVAILABLE | 0.211 | 0.0 | PSS_TUN_9002 | 1830 PSS-32 | S13X100 | S13X100-3-4-C9 | PSS_TUN_9077 | 1830 PSS-32 | S13X100 | S13X100-1-17-C9 | Started | Started | Cleared | Cleared | No | No | 2025-06-29 23:33:35 | USER | PSS_TUN_9002/PORT-3-2-LINEOUT-PSS_TUN_9077/A2325A-1-2-LINE | PSS_TUN_9002 PSS_TUN_9077 | PSS_TUN_9077/S13X100-1-17-L1/SFD-27-1-9300/OS PSS_TUN_9002/S13X100-3-4-L1/SFD-26-1-9300/OS |  |  |  | PSS_TUN_9077/OTUODU4-1-17-L1 PSS_TUN_9002/OTUODU4-3-4-L1 ODU4 OTU4#1
13647 | PSS_TUN_9002/S13X100-3-4-C10 PSS_TUN_9077/S13X100-1-17-C10 DSR | PSS_TUN_9002/S13X100-3-4-C10 PSS_TUN_9077/S13X100-1-17-C10 DSR |  | 10GbE | odu2e | MANAGED_PLANE | UNPROTECTED | NA | MANAGED_PLANE | BiDirectional | Up | NOTAVAILABLE | 0.211 | 0.0 | PSS_TUN_9002 | 1830 PSS-32 | S13X100 | S13X100-3-4-C10 | PSS_TUN_9077 | 1830 PSS-32 | S13X100 | S13X100-1-17-C10 | Started | Started | Cleared | Cleared | No | No | 2025-06-29 23:35:57 | USER | PSS_TUN_9002/PORT-3-2-LINEOUT-PSS_TUN_9077/A2325A-1-2-LINE | PSS_TUN_9002 PSS_TUN_9077 | PSS_TUN_9077/S13X100-1-17-L1/SFD-27-1-9300/OS PSS_TUN_9002/S13X100-3-4-L1/SFD-26-1-9300/OS |  |  |  | PSS_TUN_9077/OTUODU4-1-17-L1 PSS_TUN_9002/OTUODU4-3-4-L1 ODU4 OTU4#1
13695 | PSS_TUN_9002/8P20-3-5-C1 PSS_TUN_9077/8P20-1-14-C1 DSR | PSS_TUN_9002/8P20-3-5-C1 PSS_TUN_9077/8P20-1-14-C1 DSR |  | STM-1 | odu0 | MANAGED_PLANE | UNPROTECTED | NA | MANAGED_PLANE | BiDirectional | Up | NOTAVAILABLE | 0.245 | 0.0 | PSS_TUN_9002 | 1830 PSS-32 | 8P20 | 8P20-3-5-C1 | PSS_TUN_9077 | 1830 PSS-32 | 8P20 | 8P20-1-14-C1 | Started | Started | Cleared | Cleared | No | No | 2025-06-30 02:07:07 | USER | PSS_TUN_9002/PORT-3-2-LINEOUT-PSS_TUN_9077/A2325A-1-2-LINE | PSS_TUN_9002 PSS_TUN_9077 | PSS_TUN_9077/S13X100-1-17-L1/SFD-27-1-9300/OS PSS_TUN_9002/S13X100-3-4-L1/SFD-26-1-9300/OS PSS_TUN_9002/8P20-3-5-L2/S13X100-3-4-C7/OS PSS_TUN_9077/8P20-1-14-L2/S13X100-1-17-C7/OS |  |  |  | PSS_TUN_9077/OTUODU4-1-17-L1 PSS_TUN_9002/OTUODU4-3-4-L1 ODU4 OTU4#1 PSS_TUN_9002/OTU-3-5-L2 PSS_TUN_9002/OTU-3-4-C7 OTU2 PSS_TUN_9077/OTU-1-14-L2 PSS_TUN_9077/OTU-1-17-C7 OTU2
13727 | PSS_BIZ_9018/S13X100-1-11-C8 PSS_BIZ_9170/S13X100-1-11-C8 DSR | PSS_BIZ_9018/S13X100-1-11-C8 PSS_BIZ_9170/S13X100-1-11-C8 DSR |  | 10GbE | odu2e | MANAGED_PLANE | UNPROTECTED | NA | MANAGED_PLANE | BiDirectional | Up | NOTAVAILABLE | 0.0 | 0.0 | PSS_BIZ_9018 | 1830 PSS-32 | S13X100 | S13X100-1-11-C8 | PSS_BIZ_9170 | 1830 PSS-32 | S13X100 | S13X100-1-11-C8 | Started | Started | Cleared | Cleared | No | No | 2025-07-01 23:04:51 | USER | PSS_BIZ_9170/AHPHG-1-2-LINE-PSS_BIZ_9018/AHPHG-1-2-LINE | PSS_BIZ_9170 PSS_BIZ_9018 | PSS_BIZ_9018/S13X100-1-11-L1/SFD-28-1-9180/OS PSS_BIZ_9170/S13X100-1-11-L1/SFD-27-1-9180/OS |  |  |  | PSS_BIZ_9018/OTUODU4-1-11-L1 PSS_BIZ_9170/OTUODU4-1-11-L1 ODU4 OTU4#1
13730 | PSS_BIZ_9018/S13X100-1-11-C9 PSS_BIZ_9170/S13X100-1-11-C9 DSR | PSS_BIZ_9018/S13X100-1-11-C9 PSS_BIZ_9170/S13X100-1-11-C9 DSR |  | 10GbE | odu2e | MANAGED_PLANE | UNPROTECTED | NA | MANAGED_PLANE | BiDirectional | Up | NOTAVAILABLE | 0.0 | 0.0 | PSS_BIZ_9018 | 1830 PSS-32 | S13X100 | S13X100-1-11-C9 | PSS_BIZ_9170 | 1830 PSS-32 | S13X100 | S13X100-1-11-C9 | Started | Started | Cleared | Cleared | No | No | 2025-07-01 23:07:05 | USER | PSS_BIZ_9170/AHPHG-1-2-LINE-PSS_BIZ_9018/AHPHG-1-2-LINE | PSS_BIZ_9170 PSS_BIZ_9018 | PSS_BIZ_9018/S13X100-1-11-L1/SFD-28-1-9180/OS PSS_BIZ_9170/S13X100-1-11-L1/SFD-27-1-9180/OS |  |  |  | PSS_BIZ_9018/OTUODU4-1-11-L1 PSS_BIZ_9170/OTUODU4-1-11-L1 ODU4 OTU4#1
13733 | PSS_BIZ_9018/S13X100-1-11-C10 PSS_BIZ_9170/S13X100-1-11-C10 DSR | PSS_BIZ_9018/S13X100-1-11-C10 PSS_BIZ_9170/S13X100-1-11-C10 DSR |  | 10GbE | odu2e | MANAGED_PLANE | UNPROTECTED | NA | MANAGED_PLANE | BiDirectional | Up | NOTAVAILABLE | 0.0 | 0.0 | PSS_BIZ_9018 | 1830 PSS-32 | S13X100 | S13X100-1-11-C10 | PSS_BIZ_9170 | 1830 PSS-32 | S13X100 | S13X100-1-11-C10 | Started | Started | Cleared | Cleared | No | No | 2025-07-01 23:08:16 | USER | PSS_BIZ_9170/AHPHG-1-2-LINE-PSS_BIZ_9018/AHPHG-1-2-LINE | PSS_BIZ_9170 PSS_BIZ_9018 | PSS_BIZ_9018/S13X100-1-11-L1/SFD-28-1-9180/OS PSS_BIZ_9170/S13X100-1-11-L1/SFD-27-1-9180/OS |  |  |  | PSS_BIZ_9018/OTUODU4-1-11-L1 PSS_BIZ_9170/OTUODU4-1-11-L1 ODU4 OTU4#1
13792 | PSS_SFX_9455/11QPA4-1-15-L1-1 PSS_SFX_9179/11QPA4-1-16-L4-1 ODU2 DSR:1 | PSS_SFX_9455/11QPA4-1-15-L1-1 PSS_SFX_9179/11QPA4-1-16-L4-1 ODU2 DSR:1 |  | 10GbE | odu2 | NA | UNPROTECTED | NA | MANAGED_PLANE | BiDirectional | Up | NOT COMPUTED | 0.0 | 0.0 | PSS_SFX_9179 | 1830 PSS-32 | 11QPA4 | 11QPA4-1-16-C4 | PSS_SFX_9455 | 1830 PSS-32 | 11QPA4 | 11QPA4-1-15-C1 | Started | Started | Cleared | Cleared | No | No | 2025-07-03 01:17:43 | USER | PSS_SFX_9015/PORT-3-3-LINEOUT-PSS_SFX_9455/A2325A-1-2-LINE PSS_SFX_9179/IROADM-1-4-LINEOUT-PSS_SFX_9015/PORT-4-2-LINEIN | PSS_SFX_9015 PSS_SFX_9455 PSS_SFX_9179 | PSS_SFX_9455/CWR-1-4-CLS2/11QPA4-1-15-L1/OS PSS_SFX_9179/SFD-28-1-9460/11QPA4-1-16-L4/OS |  |  |  | PSS_SFX_9455/11QPA4-1-15-L1-1 PSS_SFX_9179/11QPA4-1-16-L4-1 ODU2 OTU2#1
13796 | PSS_SFX_9455/11QPA4-1-15-L2-1 PSS_SBO_9094/11QPA4-1-13-L3-1 ODU2 DSR:1 | PSS_SFX_9455/11QPA4-1-15-L2-1 PSS_SBO_9094/11QPA4-1-13-L3-1 ODU2 DSR:1 |  | 10GbE | odu2 | NA | UNPROTECTED | NA | MANAGED_PLANE | BiDirectional | Up | NOT COMPUTED | 0.0 | 0.0 | PSS_SBO_9094 | 1830 PSS-32 | 11QPA4 | 11QPA4-1-13-C3 | PSS_SFX_9455 | 1830 PSS-32 | 11QPA4 | 11QPA4-1-15-C2 | Started | Started | Cleared | Cleared | No | No | 2025-07-03 01:21:40 | USER | PSS_SFX_9455/A2325A-1-6-LINE-PSS_SBO_9094/A2325A-1-3-LINE | PSS_SBO_9094 PSS_SFX_9455 | PSS_SBO_9094/CWR-1-5-CLS7/11QPA4-1-13-L3/OS PSS_SFX_9455/CWR-1-8-CLS2/11QPA4-1-15-L2/OS |  |  |  | PSS_SFX_9455/11QPA4-1-15-L2-1 PSS_SBO_9094/11QPA4-1-13-L3-1 ODU2 OTU2#1
13801 | PSS_SFX_9237/11QPA4-1-15-L2-1 PSS_SFX_9235/11QPA4-1-17-L1-1 ODU2 DSR:1 | PSS_SFX_9237/11QPA4-1-15-L2-1 PSS_SFX_9235/11QPA4-1-17-L1-1 ODU2 DSR:1 |  | 10GbE | odu2 | NA | UNPROTECTED | NA | MANAGED_PLANE | BiDirectional | Up | NOT COMPUTED | 0.0 | 0.0 | PSS_SFX_9237 | 1830 PSS-32 | 11QPA4 | 11QPA4-1-15-C2 | PSS_SFX_9235 | 1830 PSS-32 | 11QPA4 | 11QPA4-1-17-C1 | Started | Started | Cleared | Cleared | No | No | 2025-07-03 23:09:45 | USER | PSS_SFX_9235/ALPHG-1-10-LINE-PSS_SFX_9237/AHPHG-1-6-LINE | PSS_SFX_9237 PSS_SFX_9235 | PSS_SFX_9235/CWR-1-12-CLS5/11QPA4-1-17-L1/OS PSS_SFX_9237/CWR-1-8-CLS2/11QPA4-1-15-L2/OS |  |  |  | PSS_SFX_9237/11QPA4-1-15-L2-1 PSS_SFX_9235/11QPA4-1-17-L1-1 ODU2 OTU2#1
13826 | PSS_SFX_9235/11QPA4-1-17-L4-1 PSS_GAB_9476/11QPA4-1-10-L1-1 ODU2 DSR:1 | PSS_SFX_9235/11QPA4-1-17-L4-1 PSS_GAB_9476/11QPA4-1-10-L1-1 ODU2 DSR:1 |  | 10GbE | odu2 | NA | UNPROTECTED | NA | MANAGED_PLANE | BiDirectional | Up | NOT SUPPORTED | 0.0 | 0.0 | PSS_SFX_9235 | 1830 PSS-32 | 11QPA4 | 11QPA4-1-17-C4 | PSS_GAB_9476 | 1830 PSS-32 | 11QPA4 | 11QPA4-1-10-C1 | Started | Started | Cleared | Cleared | No | No | 2025-07-06 22:20:21 | SYSTEM | PSS_GAB_9476/AHPHG-1-2-LINE-PSS_SFX_9235/ALPHG-1-6-LINE | PSS_GAB_9476 PSS_SFX_9235 | PSS_SFX_9235/CWR-1-8-CLS3/11QPA4-1-17-L4/OS PSS_GAB_9476/SFD-29-1-9420/11QPA4-1-10-L1/OS |  |  |  | PSS_SFX_9235/11QPA4-1-17-L4-1 PSS_GAB_9476/11QPA4-1-10-L1-1 ODU2 OTU2#1
13832 | PSS_GAB_9476/11QPA4-1-10-L2-1 PSS_GAB_9488/11QPA4-1-15-L4-1 ODU2 DSR:1 | PSS_GAB_9476/11QPA4-1-10-L2-1 PSS_GAB_9488/11QPA4-1-15-L4-1 ODU2 DSR:1 |  | 10GbE | odu2 | NA | UNPROTECTED | NA | MANAGED_PLANE | BiDirectional | Up | NOT COMPUTED | 0.0 | 0.0 | PSS_GAB_9476 | 1830 PSS-32 | 11QPA4 | 11QPA4-1-10-C2 | PSS_GAB_9488 | 1830 PSS-32 | 11QPA4 | 11QPA4-1-15-C4 | Started | Started | Cleared | Cleared | No | No | 2025-07-07 22:08:09 | USER | PSS_GAB_9476/AHPHG-1-6-LINE-PSS_GAB_9026/ALPHG-1-2-LINE PSS_GAB_9488/PORT-1-7-LINEOUT-PSS_GAB_9026/A2325A-3-2-LINE | PSS_GAB_9026 PSS_GAB_9476 PSS_GAB_9488 | PSS_GAB_9476/SFD-30-1-9470/11QPA4-1-10-L2/OS PSS_GAB_9488/SFD-30-1-9470/11QPA4-1-15-L4/OS |  |  |  | PSS_GAB_9476/11QPA4-1-10-L2-1 PSS_GAB_9488/11QPA4-1-15-L4-1 ODU2 OTU2#1
13839 | PSS_SFX_9015/S2AD200-2-34-C1 PSS_MAH_9288/S2AD200-1-17-C1 DSR | PSS_SFX_9015/S2AD200-2-34-C1 PSS_MAH_9288/S2AD200-1-17-C1 DSR |  | 100GbE | odu4 | MANAGED_PLANE | UNPROTECTED | NA | MANAGED_PLANE | BiDirectional | Up | SUCCESS | 0.0 | 0.0 | PSS_SFX_9015 | 1830 PSS-32 | S2AD200 | S2AD200-2-34-C1 | PSS_MAH_9288 | 1830 PSS-32 | S2AD200 | S2AD200-1-17-C1 | Started | Started | Cleared | Cleared | No | No | 2025-07-07 23:54:54 | USER | PSS_MAH_9288/IROADM-1-7-LINEOUT-PSS_SFX_9015/PORT-2-2-LINEIN | PSS_MAH_9288 PSS_SFX_9015 | PSS_MAH_9288/S2AD200-1-17-L1/SFD-26-1-9190/OS PSS_SFX_9015/S2AD200-2-34-L1/SFD-25-1-9190/OS |  |  |  | PSS_SFX_9015/OTUODU4-2-34-1 PSS_MAH_9288/OTUODU4-1-17-1 ODU4 OTU4#1
13907 | PSS_TUN_9000/S13X100-3-11-C6 PSS_BIZ_9424/S13X100-1-13-C6 DSR | PSS_TUN_9000/S13X100-3-11-C6 PSS_BIZ_9424/S13X100-1-13-C6 DSR |  | 10GbE | odu2e | MANAGED_PLANE | UNPROTECTED | NA | MANAGED_PLANE | BiDirectional | Up | VALID | 1.159 | 0.0 | PSS_TUN_9000 | 1830 PSS-32 | S13X100 | S13X100-3-11-C6 | PSS_BIZ_9424 | 1830 PSS-32 | S13X100 | S13X100-1-13-C6 | Started | Started | Minor | Minor | No | No | 2025-07-13 23:29:12 | USER | PSS_BIZ_9251/IROADM-1-2-LINEOUT-PSS_BIZ_9018/A2325A-1-6-LINE PSS_BIZ_9251/IROADM-1-3-LINEOUT-PSS_BIZ_9020/A2325A-1-6-LINE PSS_TUN_9000/PORT-3-2-LINEOUT-PSS_BIZ_9020/AHPHG-1-2-LINE PSS_BIZ_9170/AHPHG-1-2-LINE-PSS_BIZ_9018/AHPHG-1-2-LINE PSS_BIZ_9170/AHPHG-1-6-LINE-PSS_BIZ_9424/AHPHG-1-2-LINE | PSS_BIZ_9251 PSS_BIZ_9018 PSS_BIZ_9020 PSS_TUN_9000 PSS_BIZ_9020 PSS_BIZ_9170 PSS_BIZ_9018 PSS_BIZ_9170 PSS_BIZ_9424 | PSS_BIZ_9020/S13X100-1-14-L1/SFD-27-1-9180/OS PSS_BIZ_9018/S13X100-1-13-L1/SFD-27-1-9180/OS PSS_BIZ_9020/S13X100-1-17-L1/SFD-29-1-9180/OS PSS_TUN_9000/S13X100-3-11-L1/SFD-29-1-9180/OS PSS_BIZ_9020/S13X100-1-14-C1/S13X100-1-17-C1/OS PSS_BIZ_9018/S13X100-1-11-L1/SFD-28-1-9180/OS PSS_BIZ_9170/S13X100-1-11-L1/SFD-27-1-9180/OS PSS_BIZ_9018/S13X100-1-11-C2/S13X100-1-13-C2/OS PSS_BIZ_9170/S13X100-1-11-C2/S13X100-1-12-C2/OS PSS_BIZ_9170/S13X100-1-12-L1/SFD-28-1-9180/OS PSS_BIZ_9424/S13X100-1-13-L1/SFD-29-1-9180/OS |  |  |  | PSS_BIZ_9018/OTUODU4-1-13-L1 PSS_BIZ_9020/OTUODU4-1-14-L1 ODU4 OTU4#1 PSS_TUN_9000/OTUODU4-3-11-L1 PSS_BIZ_9020/OTUODU4-1-17-L1 ODU4 OTU4#1 PSS_BIZ_9020/OTU-1-14-C1 PSS_BIZ_9020/OTU-1-17-C1 OTU2E PSS_BIZ_9018/OTUODU4-1-11-L1 PSS_BIZ_9170/OTUODU4-1-11-L1 ODU4 OTU4#1 PSS_BIZ_9018/OTU-1-11-C2 PSS_BIZ_9018/OTU-1-13-C2 OTU2E PSS_BIZ_9170/OTU-1-11-C2 PSS_BIZ_9170/OTU-1-12-C2 OTU2E PSS_BIZ_9170/OTUODU4-1-12-L1 PSS_BIZ_9424/OTUODU4-1-13-L1 ODU4 OTU4#1
13927 | PSS_BIZ_9018/S13X100-1-11-C5 PSS_BIZ_9424/S13X100-1-13-C5 DSR | PSS_BIZ_9018/S13X100-1-11-C5 PSS_BIZ_9424/S13X100-1-13-C5 DSR |  | 10GbE | odu2e | MANAGED_PLANE | UNPROTECTED | NA | MANAGED_PLANE | BiDirectional | Up | NOTAVAILABLE | 0.0 | 0.0 | PSS_BIZ_9018 | 1830 PSS-32 | S13X100 | S13X100-1-11-C5 | PSS_BIZ_9424 | 1830 PSS-32 | S13X100 | S13X100-1-13-C5 | Started | Started | Cleared | Cleared | No | No | 2025-07-13 23:32:07 | USER | PSS_BIZ_9170/AHPHG-1-2-LINE-PSS_BIZ_9018/AHPHG-1-2-LINE PSS_BIZ_9170/AHPHG-1-6-LINE-PSS_BIZ_9424/AHPHG-1-2-LINE | PSS_BIZ_9170 PSS_BIZ_9018 PSS_BIZ_9170 PSS_BIZ_9424 | PSS_BIZ_9018/S13X100-1-11-L1/SFD-28-1-9180/OS PSS_BIZ_9170/S13X100-1-11-L1/SFD-27-1-9180/OS PSS_BIZ_9170/S13X100-1-11-C1/S13X100-1-12-C1/OS PSS_BIZ_9170/S13X100-1-12-L1/SFD-28-1-9180/OS PSS_BIZ_9424/S13X100-1-13-L1/SFD-29-1-9180/OS |  |  |  | PSS_BIZ_9018/OTUODU4-1-11-L1 PSS_BIZ_9170/OTUODU4-1-11-L1 ODU4 OTU4#1 PSS_BIZ_9170/OTU-1-11-C1 PSS_BIZ_9170/OTU-1-12-C1 OTU2E PSS_BIZ_9170/OTUODU4-1-12-L1 PSS_BIZ_9424/OTUODU4-1-13-L1 ODU4 OTU4#1
14009 | PSS_BIZ_9424/8P20-1-12-C6 PSS_BIZ_9018/8P20-1-16-C6 DSR | PSS_BIZ_9424/8P20-1-12-C6 PSS_BIZ_9018/8P20-1-16-C6 DSR |  | 1GbE | odu0 | MANAGED_PLANE | UNPROTECTED | NA | MANAGED_PLANE | BiDirectional | Up | INVALID | 0.0 | 0.0 | PSS_BIZ_9424 | 1830 PSS-32 | 8P20 | 8P20-1-12-C6 | PSS_BIZ_9018 | 1830 PSS-32 | 8P20 | 8P20-1-16-C6 | Started | Started | Cleared | Cleared | No | No | 2025-07-14 00:41:23 | USER | PSS_BIZ_9170/AHPHG-1-2-LINE-PSS_BIZ_9018/AHPHG-1-2-LINE PSS_BIZ_9170/AHPHG-1-6-LINE-PSS_BIZ_9424/AHPHG-1-2-LINE | PSS_BIZ_9170 PSS_BIZ_9018 PSS_BIZ_9170 PSS_BIZ_9424 | PSS_BIZ_9018/S13X100-1-11-L1/SFD-28-1-9180/OS PSS_BIZ_9170/S13X100-1-11-L1/SFD-27-1-9180/OS PSS_BIZ_9170/S13X100-1-12-L1/SFD-28-1-9180/OS PSS_BIZ_9424/S13X100-1-13-L1/SFD-29-1-9180/OS PSS_BIZ_9018/8P20-1-16-L1/S13X100-1-11-C7/OS PSS_BIZ_9424/8P20-1-12-L1/S13X100-1-13-C7/OS PSS_BIZ_9170/S13X100-1-11-C7/S13X100-1-12-C7/OS |  |  |  | PSS_BIZ_9018/OTUODU4-1-11-L1 PSS_BIZ_9170/OTUODU4-1-11-L1 ODU4 OTU4#1 PSS_BIZ_9170/OTUODU4-1-12-L1 PSS_BIZ_9424/OTUODU4-1-13-L1 ODU4 OTU4#1 PSS_BIZ_9018/OTU-1-16-L1 PSS_BIZ_9018/OTU-1-11-C7 OTU2 PSS_BIZ_9424/OTU-1-12-L1 PSS_BIZ_9424/OTU-1-13-C7 OTU2 PSS_BIZ_9170/OTU-1-11-C7 PSS_BIZ_9170/OTU-1-12-C7 OTU2
14027 | PSS_BIZ_9424/8P20-1-12-C5 PSS_BIZ_9018/8P20-1-16-C5 DSR | PSS_BIZ_9424/8P20-1-12-C5 PSS_BIZ_9018/8P20-1-16-C5 DSR |  | 1GbE | odu0 | MANAGED_PLANE | UNPROTECTED | NA | MANAGED_PLANE | BiDirectional | Up | INVALID | 0.0 | 0.0 | PSS_BIZ_9424 | 1830 PSS-32 | 8P20 | 8P20-1-12-C5 | PSS_BIZ_9018 | 1830 PSS-32 | 8P20 | 8P20-1-16-C5 | Started | Started | Cleared | Cleared | No | No | 2025-07-14 00:42:46 | USER | PSS_BIZ_9170/AHPHG-1-2-LINE-PSS_BIZ_9018/AHPHG-1-2-LINE PSS_BIZ_9170/AHPHG-1-6-LINE-PSS_BIZ_9424/AHPHG-1-2-LINE | PSS_BIZ_9170 PSS_BIZ_9018 PSS_BIZ_9170 PSS_BIZ_9424 | PSS_BIZ_9018/S13X100-1-11-L1/SFD-28-1-9180/OS PSS_BIZ_9170/S13X100-1-11-L1/SFD-27-1-9180/OS PSS_BIZ_9170/S13X100-1-12-L1/SFD-28-1-9180/OS PSS_BIZ_9424/S13X100-1-13-L1/SFD-29-1-9180/OS PSS_BIZ_9018/8P20-1-16-L1/S13X100-1-11-C7/OS PSS_BIZ_9424/8P20-1-12-L1/S13X100-1-13-C7/OS PSS_BIZ_9170/S13X100-1-11-C7/S13X100-1-12-C7/OS |  |  |  | PSS_BIZ_9018/OTUODU4-1-11-L1 PSS_BIZ_9170/OTUODU4-1-11-L1 ODU4 OTU4#1 PSS_BIZ_9170/OTUODU4-1-12-L1 PSS_BIZ_9424/OTUODU4-1-13-L1 ODU4 OTU4#1 PSS_BIZ_9018/OTU-1-16-L1 PSS_BIZ_9018/OTU-1-11-C7 OTU2 PSS_BIZ_9424/OTU-1-12-L1 PSS_BIZ_9424/OTU-1-13-C7 OTU2 PSS_BIZ_9170/OTU-1-11-C7 PSS_BIZ_9170/OTU-1-12-C7 OTU2
14054 | PSS_TUN_9002/S13X100-3-4-C4 PSS_BEJ_9239/S13X100-1-12-C4 DSR | PSS_TUN_9002/S13X100-3-4-C4 PSS_BEJ_9239/S13X100-1-12-C4 DSR |  | 10GbE | odu2e | MANAGED_PLANE | UNPROTECTED | NA | MANAGED_PLANE | BiDirectional | Up | VALID | 0.535 | 0.0 | PSS_TUN_9002 | 1830 PSS-32 | S13X100 | S13X100-3-4-C4 | PSS_BEJ_9239 | 1830 PSS-32 | S13X100 | S13X100-1-12-C4 | Started | Started | Cleared | Cleared | No | No | 2025-07-14 23:31:34 | USER | PSS_TUN_9002/PORT-3-2-LINEOUT-PSS_TUN_9077/A2325A-1-2-LINE PSS_TUN_9077/A2325A-1-6-LINE-PSS_BEJ_1003/AHPHG-1-2-LINE | PSS_TUN_9002 PSS_TUN_9077 PSS_TUN_9077 PSS_BEJ_9239 | PSS_TUN_9077/S13X100-1-17-L1/SFD-27-1-9300/OS PSS_TUN_9002/S13X100-3-4-L1/SFD-26-1-9300/OS PSS_TUN_9077/S13X100-1-16-C4/S13X100-1-17-C4/OS PSS_TUN_9077/S13X100-1-16-L1/SFD-28-1-9300/OS PSS_BEJ_9239/S13X100-1-12-L1/SFD-29-1-9300/OS |  |  |  | PSS_TUN_9077/OTUODU4-1-17-L1 PSS_TUN_9002/OTUODU4-3-4-L1 ODU4 OTU4#1 PSS_TUN_9077/OTU-1-17-C4 PSS_TUN_9077/OTU-1-16-C4 OTU2E PSS_BEJ_9239/OTUODU4-1-12-L1 PSS_TUN_9077/OTUODU4-1-16-L1 ODU4 OTU4#1
14057 | PSS_TUN_9002/S13X100-3-4-C5 PSS_BEJ_9239/S13X100-1-12-C5 DSR | PSS_TUN_9002/S13X100-3-4-C5 PSS_BEJ_9239/S13X100-1-12-C5 DSR |  | 10GbE | odu2e | MANAGED_PLANE | UNPROTECTED | NA | MANAGED_PLANE | BiDirectional | Up | VALID | 0.535 | 0.0 | PSS_TUN_9002 | 1830 PSS-32 | S13X100 | S13X100-3-4-C5 | PSS_BEJ_9239 | 1830 PSS-32 | S13X100 | S13X100-1-12-C5 | Started | Started | Cleared | Cleared | No | No | 2025-07-14 23:33:01 | USER | PSS_TUN_9002/PORT-3-2-LINEOUT-PSS_TUN_9077/A2325A-1-2-LINE PSS_TUN_9077/A2325A-1-6-LINE-PSS_BEJ_1003/AHPHG-1-2-LINE | PSS_TUN_9002 PSS_TUN_9077 PSS_TUN_9077 PSS_BEJ_9239 | PSS_TUN_9077/S13X100-1-17-L1/SFD-27-1-9300/OS PSS_TUN_9002/S13X100-3-4-L1/SFD-26-1-9300/OS PSS_TUN_9077/S13X100-1-16-C5/S13X100-1-17-C5/OS PSS_TUN_9077/S13X100-1-16-L1/SFD-28-1-9300/OS PSS_BEJ_9239/S13X100-1-12-L1/SFD-29-1-9300/OS |  |  |  | PSS_TUN_9077/OTUODU4-1-17-L1 PSS_TUN_9002/OTUODU4-3-4-L1 ODU4 OTU4#1 PSS_TUN_9077/OTU-1-16-C5 PSS_TUN_9077/OTU-1-17-C5 OTU2E PSS_BEJ_9239/OTUODU4-1-12-L1 PSS_TUN_9077/OTUODU4-1-16-L1 ODU4 OTU4#1
14132 | PSS_BEJ_9245/S13X100-1-15-C1 PSS_TUN_9000/S13X100-3-11-C1 DSR | PSS_BEJ_9245/S13X100-1-15-C1 PSS_TUN_9000/S13X100-3-11-C1 DSR |  | 10GbE | odu2e | MANAGED_PLANE | UNPROTECTED | NA | MANAGED_PLANE | BiDirectional | Up | NOTAVAILABLE | 0.0 | 0.0 | PSS_BEJ_9245 | 1830 PSS-32 | S13X100 | S13X100-1-15-C1 | PSS_TUN_9000 | 1830 PSS-32 | S13X100 | S13X100-3-11-C1 | Started | Started | Cleared | Cleared | No | No | 2025-07-16 01:09:22 | USER | PSS_BIZ_9251/IROADM-1-2-LINEOUT-PSS_BIZ_9018/A2325A-1-6-LINE PSS_BIZ_9251/IROADM-1-3-LINEOUT-PSS_BIZ_9020/A2325A-1-6-LINE PSS_TUN_9000/PORT-3-2-LINEOUT-PSS_BIZ_9020/AHPHG-1-2-LINE PSS_BIZ_9170/AHPHG-1-2-LINE-PSS_BIZ_9018/AHPHG-1-2-LINE PSS_BIZ_9170/AHPHG-1-6-LINE-PSS_BIZ_9424/AHPHG-1-2-LINE PSS_BEJ_9516/A2325A-2-2-LINE-PSS_BIZ_9424/A2325A-1-6-LINE | PSS_BIZ_9251 PSS_BIZ_9018 PSS_BIZ_9020 PSS_TUN_9000 PSS_BIZ_9020 PSS_BIZ_9170 PSS_BIZ_9018 PSS_BIZ_9170 PSS_BIZ_9424 PSS_BEJ_9245 PSS_BIZ_9424 | PSS_BIZ_9020/S13X100-1-14-L1/SFD-27-1-9180/OS PSS_BIZ_9018/S13X100-1-13-L1/SFD-27-1-9180/OS PSS_BIZ_9020/S13X100-1-17-L1/SFD-29-1-9180/OS PSS_TUN_9000/S13X100-3-11-L1/SFD-29-1-9180/OS PSS_BIZ_9020/S13X100-1-14-C2/S13X100-1-17-C2/OS PSS_BIZ_9018/S13X100-1-11-L1/SFD-28-1-9180/OS PSS_BIZ_9170/S13X100-1-11-L1/SFD-27-1-9180/OS PSS_BIZ_9018/S13X100-1-11-C6/S13X100-1-13-C6/OS PSS_BIZ_9170/S13X100-1-12-L1/SFD-28-1-9180/OS PSS_BIZ_9424/S13X100-1-13-L1/SFD-29-1-9180/OS PSS_BIZ_9424/S13X100-1-13-C2/S13X100-1-15-C2/OS PSS_BIZ_9170/S13X100-1-11-C6/S13X100-1-12-C6/OS PSS_BIZ_9424/S13X100-1-15-L1/SFD-30-1-9180/OS PSS_BEJ_9245/S13X100-1-15-L1/SFD-32-1-9180/OS |  |  |  | PSS_BIZ_9018/OTUODU4-1-13-L1 PSS_BIZ_9020/OTUODU4-1-14-L1 ODU4 OTU4#1 PSS_TUN_9000/OTUODU4-3-11-L1 PSS_BIZ_9020/OTUODU4-1-17-L1 ODU4 OTU4#1 PSS_BIZ_9020/OTU-1-14-C2 PSS_BIZ_9020/OTU-1-17-C2 OTU2E PSS_BIZ_9018/OTUODU4-1-11-L1 PSS_BIZ_9170/OTUODU4-1-11-L1 ODU4 OTU4#1 PSS_BIZ_9018/OTU-1-11-C6 PSS_BIZ_9018/OTU-1-13-C6 OTU2E PSS_BIZ_9170/OTUODU4-1-12-L1 PSS_BIZ_9424/OTUODU4-1-13-L1 ODU4 OTU4#1 PSS_BIZ_9424/OTU-1-13-C2 PSS_BIZ_9424/OTU-1-15-C2 OTU2E PSS_BIZ_9170/OTU-1-11-C6 PSS_BIZ_9170/OTU-1-12-C6 OTU2E PSS_BIZ_9424/OTUODU4-1-15-L1 PSS_BEJ_9245/OTUODU4-1-15-L1 ODU4 OTU4#1
14135 | PSS_BEJ_9245/S13X100-1-15-C2 PSS_TUN_9000/S13X100-3-11-C2 DSR | PSS_BEJ_9245/S13X100-1-15-C2 PSS_TUN_9000/S13X100-3-11-C2 DSR |  | 10GbE | odu2e | MANAGED_PLANE | UNPROTECTED | NA | MANAGED_PLANE | BiDirectional | Up | NOTAVAILABLE | 0.0 | 0.0 | PSS_BEJ_9245 | 1830 PSS-32 | S13X100 | S13X100-1-15-C2 | PSS_TUN_9000 | 1830 PSS-32 | S13X100 | S13X100-3-11-C2 | Started | Started | Cleared | Cleared | No | No | 2025-07-16 01:11:28 | USER | PSS_BIZ_9251/IROADM-1-2-LINEOUT-PSS_BIZ_9018/A2325A-1-6-LINE PSS_BIZ_9251/IROADM-1-3-LINEOUT-PSS_BIZ_9020/A2325A-1-6-LINE PSS_TUN_9000/PORT-3-2-LINEOUT-PSS_BIZ_9020/AHPHG-1-2-LINE PSS_BIZ_9170/AHPHG-1-2-LINE-PSS_BIZ_9018/AHPHG-1-2-LINE PSS_BIZ_9170/AHPHG-1-6-LINE-PSS_BIZ_9424/AHPHG-1-2-LINE PSS_BEJ_9516/A2325A-2-2-LINE-PSS_BIZ_9424/A2325A-1-6-LINE | PSS_BIZ_9251 PSS_BIZ_9018 PSS_BIZ_9020 PSS_TUN_9000 PSS_BIZ_9020 PSS_BIZ_9170 PSS_BIZ_9018 PSS_BIZ_9170 PSS_BIZ_9424 PSS_BEJ_9245 PSS_BIZ_9424 | PSS_BIZ_9020/S13X100-1-14-L1/SFD-27-1-9180/OS PSS_BIZ_9018/S13X100-1-13-L1/SFD-27-1-9180/OS PSS_BIZ_9020/S13X100-1-14-C6/S13X100-1-17-C6/OS PSS_BIZ_9020/S13X100-1-17-L1/SFD-29-1-9180/OS PSS_TUN_9000/S13X100-3-11-L1/SFD-29-1-9180/OS PSS_BIZ_9018/S13X100-1-11-L1/SFD-28-1-9180/OS PSS_BIZ_9170/S13X100-1-11-L1/SFD-27-1-9180/OS PSS_BIZ_9018/S13X100-1-11-C1/S13X100-1-13-C1/OS PSS_BIZ_9170/S13X100-1-12-L1/SFD-28-1-9180/OS PSS_BIZ_9424/S13X100-1-13-L1/SFD-29-1-9180/OS PSS_BIZ_9424/S13X100-1-13-C1/S13X100-1-15-C1/OS PSS_BIZ_9170/S13X100-1-11-C5/S13X100-1-12-C5/OS PSS_BIZ_9424/S13X100-1-15-L1/SFD-30-1-9180/OS PSS_BEJ_9245/S13X100-1-15-L1/SFD-32-1-9180/OS |  |  |  | PSS_BIZ_9018/OTUODU4-1-13-L1 PSS_BIZ_9020/OTUODU4-1-14-L1 ODU4 OTU4#1 PSS_BIZ_9020/OTU-1-14-C6 PSS_BIZ_9020/OTU-1-17-C6 OTU2E PSS_TUN_9000/OTUODU4-3-11-L1 PSS_BIZ_9020/OTUODU4-1-17-L1 ODU4 OTU4#1 PSS_BIZ_9018/OTUODU4-1-11-L1 PSS_BIZ_9170/OTUODU4-1-11-L1 ODU4 OTU4#1 PSS_BIZ_9018/OTU-1-13-C1 PSS_BIZ_9018/OTU-1-11-C1 OTU2E PSS_BIZ_9170/OTUODU4-1-12-L1 PSS_BIZ_9424/OTUODU4-1-13-L1 ODU4 OTU4#1 PSS_BIZ_9424/OTU-1-13-C1 PSS_BIZ_9424/OTU-1-15-C1 OTU2E PSS_BIZ_9170/OTU-1-12-C5 PSS_BIZ_9170/OTU-1-11-C5 OTU2E PSS_BIZ_9424/OTUODU4-1-15-L1 PSS_BEJ_9245/OTUODU4-1-15-L1 ODU4 OTU4#1
14172 | PSS_BIZ_9424/8P20-1-12-C3 PSS_TUN_9077/8P20-1-14-C3 DSR | PSS_BIZ_9424/8P20-1-12-C3 PSS_TUN_9077/8P20-1-14-C3 DSR |  | 1GbE | odu0 | MANAGED_PLANE | UNPROTECTED | NA | MANAGED_PLANE | BiDirectional | Up | INVALID | 0.0 | 0.0 | PSS_BIZ_9424 | 1830 PSS-32 | 8P20 | 8P20-1-12-C3 | PSS_TUN_9077 | 1830 PSS-32 | 8P20 | 8P20-1-14-C3 | Started | Started | Cleared | Cleared | No | No | 2025-07-17 00:20:47 | USER | PSS_TUN_9077/A2325A-1-6-LINE-PSS_BEJ_1003/AHPHG-1-2-LINE PSS_BEJ_9516/ALPHG-1-2-LINE-PSS_BEJ_1003/AHPHG-1-6-LINE PSS_BEJ_9516/A2325A-2-2-LINE-PSS_BIZ_9424/A2325A-1-6-LINE | PSS_TUN_9077 PSS_BEJ_9239 PSS_BEJ_9245 PSS_BEJ_9239 PSS_BEJ_9245 PSS_BIZ_9424 | PSS_TUN_9077/S13X100-1-16-L1/SFD-28-1-9300/OS PSS_BEJ_9239/S13X100-1-12-L1/SFD-29-1-9300/OS PSS_BEJ_9245/S13X100-1-14-L1/SFD-27-1-9300/OS PSS_BEJ_9239/S13X100-1-15-L1/SFD-30-1-9300/OS PSS_BIZ_9424/S13X100-1-15-L1/SFD-30-1-9180/OS PSS_BEJ_9245/S13X100-1-15-L1/SFD-32-1-9180/OS PSS_TUN_9077/8P20-1-14-L1/S13X100-1-16-C9/OS PSS_BIZ_9424/8P20-1-12-L2/S13X100-1-15-C9/OS PSS_BEJ_9239/S13X100-1-12-C9/S13X100-1-15-C9/OS PSS_BEJ_9245/S13X100-1-14-C9/S13X100-1-15-C9/OS |  |  |  | PSS_BEJ_9239/OTUODU4-1-12-L1 PSS_TUN_9077/OTUODU4-1-16-L1 ODU4 OTU4#1 PSS_BEJ_9245/OTUODU4-1-14-L1 PSS_BEJ_9239/OTUODU4-1-15-L1 ODU4 OTU4#1 PSS_BIZ_9424/OTUODU4-1-15-L1 PSS_BEJ_9245/OTUODU4-1-15-L1 ODU4 OTU4#1 PSS_TUN_9077/OTU-1-14-L1 PSS_TUN_9077/OTU-1-16-C9 OTU2 PSS_BIZ_9424/OTU-1-12-L2 PSS_BIZ_9424/OTU-1-15-C9 OTU2 PSS_BEJ_9239/OTU-1-12-C9 PSS_BEJ_9239/OTU-1-15-C9 OTU2 PSS_BEJ_9245/OTU-1-14-C9 PSS_BEJ_9245/OTU-1-15-C9 OTU2
14175 | PSS_BIZ_9424/8P20-1-12-C4 PSS_TUN_9077/8P20-1-14-C4 DSR | PSS_BIZ_9424/8P20-1-12-C4 PSS_TUN_9077/8P20-1-14-C4 DSR |  | 1GbE | odu0 | MANAGED_PLANE | UNPROTECTED | NA | MANAGED_PLANE | BiDirectional | Up | INVALID | 0.0 | 0.0 | PSS_BIZ_9424 | 1830 PSS-32 | 8P20 | 8P20-1-12-C4 | PSS_TUN_9077 | 1830 PSS-32 | 8P20 | 8P20-1-14-C4 | Started | Started | Cleared | Cleared | No | No | 2025-07-17 00:22:51 | USER | PSS_TUN_9077/A2325A-1-6-LINE-PSS_BEJ_1003/AHPHG-1-2-LINE PSS_BEJ_9516/ALPHG-1-2-LINE-PSS_BEJ_1003/AHPHG-1-6-LINE PSS_BEJ_9516/A2325A-2-2-LINE-PSS_BIZ_9424/A2325A-1-6-LINE | PSS_TUN_9077 PSS_BEJ_9239 PSS_BEJ_9245 PSS_BEJ_9239 PSS_BEJ_9245 PSS_BIZ_9424 | PSS_TUN_9077/S13X100-1-16-L1/SFD-28-1-9300/OS PSS_BEJ_9239/S13X100-1-12-L1/SFD-29-1-9300/OS PSS_BEJ_9245/S13X100-1-14-L1/SFD-27-1-9300/OS PSS_BEJ_9239/S13X100-1-15-L1/SFD-30-1-9300/OS PSS_BIZ_9424/S13X100-1-15-L1/SFD-30-1-9180/OS PSS_BEJ_9245/S13X100-1-15-L1/SFD-32-1-9180/OS PSS_TUN_9077/8P20-1-14-L1/S13X100-1-16-C9/OS PSS_BIZ_9424/8P20-1-12-L2/S13X100-1-15-C9/OS PSS_BEJ_9239/S13X100-1-12-C9/S13X100-1-15-C9/OS PSS_BEJ_9245/S13X100-1-14-C9/S13X100-1-15-C9/OS |  |  |  | PSS_BEJ_9239/OTUODU4-1-12-L1 PSS_TUN_9077/OTUODU4-1-16-L1 ODU4 OTU4#1 PSS_BEJ_9245/OTUODU4-1-14-L1 PSS_BEJ_9239/OTUODU4-1-15-L1 ODU4 OTU4#1 PSS_BIZ_9424/OTUODU4-1-15-L1 PSS_BEJ_9245/OTUODU4-1-15-L1 ODU4 OTU4#1 PSS_TUN_9077/OTU-1-14-L1 PSS_TUN_9077/OTU-1-16-C9 OTU2 PSS_BIZ_9424/OTU-1-12-L2 PSS_BIZ_9424/OTU-1-15-C9 OTU2 PSS_BEJ_9239/OTU-1-12-C9 PSS_BEJ_9239/OTU-1-15-C9 OTU2 PSS_BEJ_9245/OTU-1-14-C9 PSS_BEJ_9245/OTU-1-15-C9 OTU2
14284 | PSS_JEN_9084/11QPA4-1-16-C2 PSS_TUN_9077/S13X100-1-16-C2 DSR | PSS_JEN_9084/11QPA4-1-16-C2 PSS_TUN_9077/S13X100-1-16-C2 DSR |  | 10GbE | odu2 | MANAGED_PLANE | UNPROTECTED | NA | MANAGED_PLANE | BiDirectional | Up | NOTAVAILABLE | 0.0 | 0.0 | PSS_JEN_9084 | 1830 PSS-32 | 11QPA4 | 11QPA4-1-16-C2 | PSS_TUN_9077 | 1830 PSS-32 | S13X100 | S13X100-1-16-C2 | Started | Started | Cleared | Cleared | No | No | 2025-07-18 00:58:41 | USER | PSS_TUN_9077/A2325A-1-6-LINE-PSS_BEJ_1003/AHPHG-1-2-LINE PSS_BEJ_9516/ALPHG-1-2-LINE-PSS_BEJ_1003/AHPHG-1-6-LINE PSS_JEN_9084/ALPHG-1-2-LINE-PSS_JEN_9188/AHPHG-1-2-LINE PSS_BEJ_9516/ALPHG-1-6-LINE-PSS_JEN_9188/AHPHG-1-6-LINE | PSS_TUN_9077 PSS_BEJ_9239 PSS_BEJ_9245 PSS_BEJ_9239 PSS_JEN_9188 PSS_JEN_9084 PSS_BEJ_9245 | PSS_TUN_9077/S13X100-1-16-L1/SFD-28-1-9300/OS PSS_BEJ_9239/S13X100-1-12-L1/SFD-29-1-9300/OS PSS_BEJ_9245/S13X100-1-14-L1/SFD-27-1-9300/OS PSS_BEJ_9239/S13X100-1-15-L1/SFD-30-1-9300/OS PSS_BEJ_9239/S13X100-1-12-C1/S13X100-1-15-C1/OS PSS_BEJ_9245/11QPA4-1-10-C2/S13X100-1-14-C2/OS PSS_JEN_9084/CWR-1-4-CLS3/11QPA4-1-16-L2/OS PSS_BEJ_9245/SFD-31-1-9380/11QPA4-1-10-L2/OS |  |  |  | PSS_BEJ_9239/OTUODU4-1-12-L1 PSS_TUN_9077/OTUODU4-1-16-L1 ODU4 OTU4#1 PSS_BEJ_9245/OTUODU4-1-14-L1 PSS_BEJ_9239/OTUODU4-1-15-L1 ODU4 OTU4#1 PSS_BEJ_9239/OTU-1-12-C1 PSS_BEJ_9239/OTU-1-15-C1 OTU2 PSS_BEJ_9245/OTU-1-14-C2 PSS_BEJ_9245/11QPA4-1-10-C2 OTU2 PSS_JEN_9084/11QPA4-1-16-L2 PSS_BEJ_9245/11QPA4-1-10-L2 OTU2
14287 | PSS_JEN_9084/11QPA4-1-16-C1 PSS_TUN_9077/S13X100-1-16-C1 DSR | PSS_JEN_9084/11QPA4-1-16-C1 PSS_TUN_9077/S13X100-1-16-C1 DSR |  | 10GbE | odu2 | MANAGED_PLANE | UNPROTECTED | NA | MANAGED_PLANE | BiDirectional | Up | NOTAVAILABLE | 1.017 | 0.0 | PSS_JEN_9084 | 1830 PSS-32 | 11QPA4 | 11QPA4-1-16-C1 | PSS_TUN_9077 | 1830 PSS-32 | S13X100 | S13X100-1-16-C1 | Started | Started | Minor | Minor | No | No | 2025-07-18 01:00:36 | USER | PSS_TUN_9077/A2325A-1-6-LINE-PSS_BEJ_1003/AHPHG-1-2-LINE PSS_BEJ_9516/ALPHG-1-2-LINE-PSS_BEJ_1003/AHPHG-1-6-LINE PSS_JEN_9084/ALPHG-1-2-LINE-PSS_JEN_9188/AHPHG-1-2-LINE PSS_BEJ_9516/ALPHG-1-6-LINE-PSS_JEN_9188/AHPHG-1-6-LINE | PSS_TUN_9077 PSS_BEJ_9239 PSS_BEJ_9245 PSS_BEJ_9239 PSS_JEN_9188 PSS_JEN_9084 PSS_BEJ_9245 | PSS_TUN_9077/S13X100-1-16-L1/SFD-28-1-9300/OS PSS_BEJ_9239/S13X100-1-12-L1/SFD-29-1-9300/OS PSS_BEJ_9245/S13X100-1-14-L1/SFD-27-1-9300/OS PSS_BEJ_9239/S13X100-1-15-L1/SFD-30-1-9300/OS PSS_BEJ_9239/S13X100-1-12-C2/S13X100-1-15-C2/OS PSS_BEJ_9245/11QPA4-1-10-C1/S13X100-1-14-C1/OS PSS_JEN_9084/CWR-1-4-CLS2/11QPA4-1-16-L1/OS PSS_BEJ_9245/SFD-31-1-9360/11QPA4-1-10-L1/OS |  |  |  | PSS_BEJ_9239/OTUODU4-1-12-L1 PSS_TUN_9077/OTUODU4-1-16-L1 ODU4 OTU4#1 PSS_BEJ_9245/OTUODU4-1-14-L1 PSS_BEJ_9239/OTUODU4-1-15-L1 ODU4 OTU4#1 PSS_BEJ_9239/OTU-1-12-C2 PSS_BEJ_9239/OTU-1-15-C2 OTU2 PSS_BEJ_9245/11QPA4-1-10-C1 PSS_BEJ_9245/OTU-1-14-C1 OTU2 PSS_JEN_9084/11QPA4-1-16-L1 PSS_BEJ_9245/11QPA4-1-10-L1 OTU2
14312 | PSS_JEN_9188/11QPA4-1-15-C4 PSS_TUN_9077/S13X100-1-16-C6 DSR | PSS_JEN_9188/11QPA4-1-15-C4 PSS_TUN_9077/S13X100-1-16-C6 DSR |  | 10GbE | odu2 | MANAGED_PLANE | UNPROTECTED | NA | MANAGED_PLANE | BiDirectional | Up | NOTAVAILABLE | 0.0 | 0.0 | PSS_JEN_9188 | 1830 PSS-32 | 11QPA4 | 11QPA4-1-15-C4 | PSS_TUN_9077 | 1830 PSS-32 | S13X100 | S13X100-1-16-C6 | Started | Started | Cleared | Cleared | No | No | 2025-07-18 01:13:39 | USER | PSS_TUN_9077/A2325A-1-6-LINE-PSS_BEJ_1003/AHPHG-1-2-LINE PSS_BEJ_9516/ALPHG-1-2-LINE-PSS_BEJ_1003/AHPHG-1-6-LINE PSS_BEJ_9516/ALPHG-1-6-LINE-PSS_JEN_9188/AHPHG-1-6-LINE | PSS_TUN_9077 PSS_BEJ_9239 PSS_BEJ_9245 PSS_BEJ_9239 PSS_BEJ_9245 PSS_JEN_9188 | PSS_TUN_9077/S13X100-1-16-L1/SFD-28-1-9300/OS PSS_BEJ_9239/S13X100-1-12-L1/SFD-29-1-9300/OS PSS_BEJ_9245/S13X100-1-14-L1/SFD-27-1-9300/OS PSS_BEJ_9239/S13X100-1-15-L1/SFD-30-1-9300/OS PSS_BEJ_9239/S13X100-1-12-C6/S13X100-1-15-C6/OS PSS_BEJ_9245/11QPA4-1-10-C3/S13X100-1-14-C6/OS PSS_JEN_9188/CWR-1-8-CLS3/11QPA4-1-15-L4/OS PSS_BEJ_9245/SFD-31-1-9390/11QPA4-1-10-L3/OS |  |  |  | PSS_BEJ_9239/OTUODU4-1-12-L1 PSS_TUN_9077/OTUODU4-1-16-L1 ODU4 OTU4#1 PSS_BEJ_9245/OTUODU4-1-14-L1 PSS_BEJ_9239/OTUODU4-1-15-L1 ODU4 OTU4#1 PSS_BEJ_9239/OTU-1-12-C6 PSS_BEJ_9239/OTU-1-15-C6 OTU2 PSS_BEJ_9245/11QPA4-1-10-C3 PSS_BEJ_9245/OTU-1-14-C6 OTU2 PSS_JEN_9188/11QPA4-1-15-L4 PSS_BEJ_9245/11QPA4-1-10-L3 OTU2
14322 | PSS_JEN_9084/11QPA4-1-16-C4 PSS_TUN_9077/S13X100-1-16-C3 DSR | PSS_JEN_9084/11QPA4-1-16-C4 PSS_TUN_9077/S13X100-1-16-C3 DSR |  | 10GbE | odu2 | MANAGED_PLANE | UNPROTECTED | NA | MANAGED_PLANE | BiDirectional | Up | NOTAVAILABLE | 0.0 | 0.0 | PSS_JEN_9084 | 1830 PSS-32 | 11QPA4 | 11QPA4-1-16-C4 | PSS_TUN_9077 | 1830 PSS-32 | S13X100 | S13X100-1-16-C3 | Started | Started | Cleared | Cleared | No | No | 2025-07-18 01:37:58 | USER | PSS_TUN_9077/A2325A-1-6-LINE-PSS_BEJ_1003/AHPHG-1-2-LINE PSS_BEJ_9516/ALPHG-1-2-LINE-PSS_BEJ_1003/AHPHG-1-6-LINE PSS_JEN_9084/ALPHG-1-2-LINE-PSS_JEN_9188/AHPHG-1-2-LINE PSS_BEJ_9516/ALPHG-1-6-LINE-PSS_JEN_9188/AHPHG-1-6-LINE | PSS_TUN_9077 PSS_BEJ_9239 PSS_BEJ_9245 PSS_BEJ_9239 PSS_JEN_9188 PSS_JEN_9084 PSS_BEJ_9245 | PSS_TUN_9077/S13X100-1-16-L1/SFD-28-1-9300/OS PSS_BEJ_9239/S13X100-1-12-L1/SFD-29-1-9300/OS PSS_BEJ_9245/S13X100-1-14-L1/SFD-27-1-9300/OS PSS_BEJ_9239/S13X100-1-15-L1/SFD-30-1-9300/OS PSS_BEJ_9239/S13X100-1-12-C3/S13X100-1-15-C3/OS PSS_BEJ_9245/11QPA4-1-10-C4/S13X100-1-14-C3/OS PSS_JEN_9084/CWR-1-4-CLS5/11QPA4-1-16-L4/OS PSS_BEJ_9245/SFD-31-1-9410/11QPA4-1-10-L4/OS |  |  |  | PSS_BEJ_9239/OTUODU4-1-12-L1 PSS_TUN_9077/OTUODU4-1-16-L1 ODU4 OTU4#1 PSS_BEJ_9245/OTUODU4-1-14-L1 PSS_BEJ_9239/OTUODU4-1-15-L1 ODU4 OTU4#1 PSS_BEJ_9239/OTU-1-12-C3 PSS_BEJ_9239/OTU-1-15-C3 OTU2 PSS_BEJ_9245/11QPA4-1-10-C4 PSS_BEJ_9245/OTU-1-14-C3 OTU2 PSS_JEN_9084/11QPA4-1-16-L4 PSS_BEJ_9245/11QPA4-1-10-L4 OTU2
14332 | PSS_BIZ_9170/S13X100-1-12-C3 PSS_BAR_9222/11QPA4-1-15-C3 DSR | PSS_BIZ_9170/S13X100-1-12-C3 PSS_BAR_9222/11QPA4-1-15-C3 DSR |  | 10GbE | odu2 | MANAGED_PLANE | UNPROTECTED | NA | MANAGED_PLANE | BiDirectional | Up | INVALID | 0.0 | 0.0 | PSS_BIZ_9170 | 1830 PSS-32 | S13X100 | S13X100-1-12-C3 | PSS_BAR_9222 | 1830 PSS-32 | 11QPA4 | 11QPA4-1-15-C3 | Started | Started | Cleared | Cleared | No | No | 2025-07-18 02:10:08 | USER | PSS_BIZ_9170/AHPHG-1-6-LINE-PSS_BIZ_9424/AHPHG-1-2-LINE PSS_BEJ_9516/A2325A-2-2-LINE-PSS_BIZ_9424/A2325A-1-6-LINE PSS_ZAG_9111/A2325A-1-3-LINE-PSS_ZAG_9450/A2325A-1-6-LINE PSS_JEN_9084/ALPHG-1-2-LINE-PSS_JEN_9188/AHPHG-1-2-LINE PSS_JEN_9084/ALPHG-1-6-LINE-PSS_KEF_9058/ALPHG-1-2-LINE PSS_KEF_9058/ALPHG-1-6-LINE-PSS_SIL_9059/ALPHG-1-2-LINE PSS_BEJ_9516/ALPHG-1-6-LINE-PSS_JEN_9188/AHPHG-1-6-LINE PSS_SIL_9059/AHPHG-1-6-LINE-PSS_SIL_9553/AHPHG-1-6-LINE PSS_SIL_9553/AHPHG-1-2-LINE-PSS_SIL_9114/AHPHG-1-6-LINE PSS_ZAG_9450/AHPHG-1-2-LINE-PSS_SIL_9114/AHPHG-1-2-LINE PSS_BAR_9222/PORT-2-5-LINEOUT-PSS_ZAG_9111/ALPHG-1-6-LINE | PSS_BIZ_9170 PSS_BIZ_9424 PSS_BEJ_9245 PSS_BIZ_9424 PSS_ZAG_9111 PSS_ZAG_9450 PSS_JEN_9188 PSS_JEN_9084 PSS_KEF_9058 PSS_SIL_9059 PSS_BEJ_9245 PSS_SIL_9553 PSS_SIL_9114 PSS_BAR_9222 | PSS_BIZ_9170/S13X100-1-12-L1/SFD-28-1-9180/OS PSS_BIZ_9424/S13X100-1-13-L1/SFD-29-1-9180/OS PSS_BIZ_9424/S13X100-1-15-L1/SFD-30-1-9180/OS PSS_BEJ_9245/S13X100-1-15-L1/SFD-32-1-9180/OS PSS_BIZ_9424/S13X100-1-13-C3/S13X100-1-15-C3/OS PSS_BEJ_9245/11QPA4-1-17-C1/S13X100-1-15-C3/OS PSS_BAR_9222/SFD-31-1-9600/11QPA4-1-15-L3/OS PSS_BEJ_9245/SFD-31-1-9600/11QPA4-1-17-L1/OS |  |  |  | PSS_BIZ_9170/OTUODU4-1-12-L1 PSS_BIZ_9424/OTUODU4-1-13-L1 ODU4 OTU4#1 PSS_BIZ_9424/OTUODU4-1-15-L1 PSS_BEJ_9245/OTUODU4-1-15-L1 ODU4 OTU4#1 PSS_BIZ_9424/OTU-1-13-C3 PSS_BIZ_9424/OTU-1-15-C3 OTU2 PSS_BEJ_9245/11QPA4-1-17-C1 PSS_BEJ_9245/OTU-1-15-C3 OTU2 PSS_BAR_9222/11QPA4-1-15-L3 PSS_BEJ_9245/11QPA4-1-17-L1 OTU2
14343 | PSS_BIZ_9170/S13X100-1-12-C4 PSS_BAR_9222/11QPA4-2-12-C4 DSR | PSS_BIZ_9170/S13X100-1-12-C4 PSS_BAR_9222/11QPA4-2-12-C4 DSR |  | 10GbE | odu2 | MANAGED_PLANE | UNPROTECTED | NA | MANAGED_PLANE | BiDirectional | Up | INVALID | 0.0 | 0.0 | PSS_BIZ_9170 | 1830 PSS-32 | S13X100 | S13X100-1-12-C4 | PSS_BAR_9222 | 1830 PSS-32 | 11QPA4 | 11QPA4-2-12-C4 | Started | Started | Cleared | Cleared | No | No | 2025-07-18 02:50:28 | USER | PSS_BIZ_9170/AHPHG-1-6-LINE-PSS_BIZ_9424/AHPHG-1-2-LINE PSS_BEJ_9516/A2325A-2-2-LINE-PSS_BIZ_9424/A2325A-1-6-LINE PSS_ZAG_9111/A2325A-1-3-LINE-PSS_ZAG_9450/A2325A-1-6-LINE PSS_JEN_9084/ALPHG-1-2-LINE-PSS_JEN_9188/AHPHG-1-2-LINE PSS_JEN_9084/ALPHG-1-6-LINE-PSS_KEF_9058/ALPHG-1-2-LINE PSS_KEF_9058/ALPHG-1-6-LINE-PSS_SIL_9059/ALPHG-1-2-LINE PSS_BEJ_9516/ALPHG-1-6-LINE-PSS_JEN_9188/AHPHG-1-6-LINE PSS_SIL_9059/AHPHG-1-6-LINE-PSS_SIL_9553/AHPHG-1-6-LINE PSS_SIL_9553/AHPHG-1-2-LINE-PSS_SIL_9114/AHPHG-1-6-LINE PSS_ZAG_9450/AHPHG-1-2-LINE-PSS_SIL_9114/AHPHG-1-2-LINE PSS_BAR_9222/PORT-2-5-LINEOUT-PSS_ZAG_9111/ALPHG-1-6-LINE | PSS_BIZ_9170 PSS_BIZ_9424 PSS_BEJ_9245 PSS_BIZ_9424 PSS_ZAG_9111 PSS_ZAG_9450 PSS_JEN_9188 PSS_JEN_9084 PSS_KEF_9058 PSS_SIL_9059 PSS_BEJ_9245 PSS_SIL_9553 PSS_SIL_9114 PSS_BAR_9222 | PSS_BIZ_9170/S13X100-1-12-L1/SFD-28-1-9180/OS PSS_BIZ_9424/S13X100-1-13-L1/SFD-29-1-9180/OS PSS_BIZ_9424/S13X100-1-15-L1/SFD-30-1-9180/OS PSS_BEJ_9245/S13X100-1-15-L1/SFD-32-1-9180/OS PSS_BIZ_9424/S13X100-1-13-C4/S13X100-1-15-C4/OS PSS_BAR_9222/SFD-31-1-9350/11QPA4-2-12-L4/OS PSS_BEJ_9245/SFD-31-1-9350/11QPA4-1-17-L3/OS PSS_BEJ_9245/11QPA4-1-17-C3/S13X100-1-15-C4/OS |  |  |  | PSS_BIZ_9170/OTUODU4-1-12-L1 PSS_BIZ_9424/OTUODU4-1-13-L1 ODU4 OTU4#1 PSS_BIZ_9424/OTUODU4-1-15-L1 PSS_BEJ_9245/OTUODU4-1-15-L1 ODU4 OTU4#1 PSS_BIZ_9424/OTU-1-13-C4 PSS_BIZ_9424/OTU-1-15-C4 OTU2 PSS_BAR_9222/11QPA4-2-12-L4 PSS_BEJ_9245/11QPA4-1-17-L3 OTU2 PSS_BEJ_9245/11QPA4-1-17-C3 PSS_BEJ_9245/OTU-1-15-C4 OTU2
14347 | PSS_BIZ_9170/S13X100-1-12-C8 PSS_BAR_9222/11QPA4-2-13-C2 DSR | PSS_BIZ_9170/S13X100-1-12-C8 PSS_BAR_9222/11QPA4-2-13-C2 DSR |  | 10GbE | odu2 | MANAGED_PLANE | UNPROTECTED | NA | MANAGED_PLANE | BiDirectional | Down | INVALID | 0.0 | 0.0 | PSS_BIZ_9170 | 1830 PSS-32 | S13X100 | S13X100-1-12-C8 | PSS_BAR_9222 | 1830 PSS-32 | 11QPA4 | 11QPA4-2-13-C2 | Started | Started | Minor | Minor | No | No | 2025-07-18 03:04:47 | USER | PSS_BIZ_9170/AHPHG-1-6-LINE-PSS_BIZ_9424/AHPHG-1-2-LINE PSS_BEJ_9516/A2325A-2-2-LINE-PSS_BIZ_9424/A2325A-1-6-LINE PSS_ZAG_9111/A2325A-1-3-LINE-PSS_ZAG_9450/A2325A-1-6-LINE PSS_JEN_9084/ALPHG-1-2-LINE-PSS_JEN_9188/AHPHG-1-2-LINE PSS_JEN_9084/ALPHG-1-6-LINE-PSS_KEF_9058/ALPHG-1-2-LINE PSS_KEF_9058/ALPHG-1-6-LINE-PSS_SIL_9059/ALPHG-1-2-LINE PSS_BEJ_9516/ALPHG-1-6-LINE-PSS_JEN_9188/AHPHG-1-6-LINE PSS_SIL_9059/AHPHG-1-6-LINE-PSS_SIL_9553/AHPHG-1-6-LINE PSS_SIL_9553/AHPHG-1-2-LINE-PSS_SIL_9114/AHPHG-1-6-LINE PSS_ZAG_9450/AHPHG-1-2-LINE-PSS_SIL_9114/AHPHG-1-2-LINE PSS_BAR_9222/PORT-2-5-LINEOUT-PSS_ZAG_9111/ALPHG-1-6-LINE | PSS_BIZ_9170 PSS_BIZ_9424 PSS_BEJ_9245 PSS_BIZ_9424 PSS_ZAG_9111 PSS_ZAG_9450 PSS_JEN_9188 PSS_JEN_9084 PSS_KEF_9058 PSS_SIL_9059 PSS_BEJ_9245 PSS_SIL_9553 PSS_SIL_9114 PSS_BAR_9222 | PSS_BIZ_9170/S13X100-1-12-L1/SFD-28-1-9180/OS PSS_BIZ_9424/S13X100-1-13-L1/SFD-29-1-9180/OS PSS_BIZ_9424/S13X100-1-15-L1/SFD-30-1-9180/OS PSS_BEJ_9245/S13X100-1-15-L1/SFD-32-1-9180/OS PSS_BIZ_9424/S13X100-1-13-C8/S13X100-1-15-C5/OS PSS_BEJ_9245/11QPA4-1-17-C2/S13X100-1-15-C5/OS PSS_BAR_9222/SFD-31-1-9520/11QPA4-2-13-L2/OS PSS_BEJ_9245/SFD-31-1-9520/11QPA4-1-17-L2/OS |  |  |  | PSS_BIZ_9170/OTUODU4-1-12-L1 PSS_BIZ_9424/OTUODU4-1-13-L1 ODU4 OTU4#1 PSS_BIZ_9424/OTUODU4-1-15-L1 PSS_BEJ_9245/OTUODU4-1-15-L1 ODU4 OTU4#1 PSS_BIZ_9424/OTU-1-15-C5 PSS_BIZ_9424/OTU-1-13-C8 OTU2 PSS_BEJ_9245/OTU-1-15-C5 PSS_BEJ_9245/11QPA4-1-17-C2 OTU2 PSS_BAR_9222/11QPA4-2-13-L2 PSS_BEJ_9245/11QPA4-1-17-L2 OTU2
14393 | PSS_BIZ_9020/S13X100-1-17-C7 PSS_BIZ_9424/S13X100-1-15-C8 DSR | PSS_BIZ_9020/S13X100-1-17-C7 PSS_BIZ_9424/S13X100-1-15-C8 DSR |  | 10GbE | odu2e | MANAGED_PLANE | UNPROTECTED | NA | MANAGED_PLANE | BiDirectional | Up | NOTAVAILABLE | 0.0 | 0.0 | PSS_BIZ_9020 | 1830 PSS-32 | S13X100 | S13X100-1-17-C7 | PSS_BIZ_9424 | 1830 PSS-32 | S13X100 | S13X100-1-15-C8 | Started | Started | Cleared | Cleared | No | No | 2025-07-20 23:21:50 | USER | PSS_TUN_9000/PORT-1-2-LINEOUT-PSS_TUN_9002/PORT-1-2-LINEIN PSS_TUN_9000/PORT-3-2-LINEOUT-PSS_BIZ_9020/AHPHG-1-2-LINE PSS_TUN_9002/PORT-3-2-LINEOUT-PSS_TUN_9077/A2325A-1-2-LINE PSS_TUN_9077/A2325A-1-6-LINE-PSS_BEJ_1003/AHPHG-1-2-LINE PSS_BEJ_9516/ALPHG-1-2-LINE-PSS_BEJ_1003/AHPHG-1-6-LINE PSS_BEJ_9516/A2325A-2-2-LINE-PSS_BIZ_9424/A2325A-1-6-LINE | PSS_TUN_9000 PSS_TUN_9002 PSS_TUN_9000 PSS_BIZ_9020 PSS_TUN_9002 PSS_TUN_9077 PSS_TUN_9077 PSS_BEJ_9239 PSS_BEJ_9245 PSS_BEJ_9239 PSS_BEJ_9245 PSS_BIZ_9424 | PSS_TUN_9000/S13X100-1-14-L1/SFD-26-1-9210/OS PSS_TUN_9002/S13X100-1-4-L1/SFD-27-1-9210/OS PSS_BIZ_9020/S13X100-1-17-L1/SFD-29-1-9180/OS PSS_TUN_9000/S13X100-3-11-L1/SFD-29-1-9180/OS PSS_TUN_9000/S13X100-1-14-C7/S13X100-3-11-C7/OS PSS_TUN_9077/S13X100-1-17-L1/SFD-27-1-9300/OS PSS_TUN_9002/S13X100-3-4-L1/SFD-26-1-9300/OS PSS_TUN_9077/S13X100-1-16-L1/SFD-28-1-9300/OS PSS_BEJ_9239/S13X100-1-12-L1/SFD-29-1-9300/OS PSS_TUN_9002/S13X100-1-4-C2/S13X100-3-4-C2/OS PSS_BEJ_9245/S13X100-1-14-L1/SFD-27-1-9300/OS PSS_BEJ_9239/S13X100-1-15-L1/SFD-30-1-9300/OS PSS_BIZ_9424/S13X100-1-15-L1/SFD-30-1-9180/OS PSS_BEJ_9245/S13X100-1-15-L1/SFD-32-1-9180/OS PSS_TUN_9077/S13X100-1-16-C8/S13X100-1-17-C2/OS PSS_BEJ_9239/S13X100-1-12-C8/S13X100-1-15-C8/OS PSS_BEJ_9245/S13X100-1-14-C8/S13X100-1-15-C8/OS |  |  |  | PSS_TUN_9000/OTUODU4-1-14-L1 PSS_TUN_9002/OTUODU4-1-4-L1 ODU4 OTU4#1 PSS_TUN_9000/OTUODU4-3-11-L1 PSS_BIZ_9020/OTUODU4-1-17-L1 ODU4 OTU4#1 PSS_TUN_9000/OTU-1-14-C7 PSS_TUN_9000/OTU-3-11-C7 OTU2E PSS_TUN_9077/OTUODU4-1-17-L1 PSS_TUN_9002/OTUODU4-3-4-L1 ODU4 OTU4#1 PSS_BEJ_9239/OTUODU4-1-12-L1 PSS_TUN_9077/OTUODU4-1-16-L1 ODU4 OTU4#1 PSS_TUN_9002/OTU-1-4-C2 PSS_TUN_9002/OTU-3-4-C2 OTU2E PSS_BEJ_9245/OTUODU4-1-14-L1 PSS_BEJ_9239/OTUODU4-1-15-L1 ODU4 OTU4#1 PSS_BIZ_9424/OTUODU4-1-15-L1 PSS_BEJ_9245/OTUODU4-1-15-L1 ODU4 OTU4#1 PSS_TUN_9077/OTU-1-17-C2 PSS_TUN_9077/OTU-1-16-C8 OTU2E PSS_BEJ_9239/OTU-1-12-C8 PSS_BEJ_9239/OTU-1-15-C8 OTU2E PSS_BEJ_9245/OTU-1-14-C8 PSS_BEJ_9245/OTU-1-15-C8 OTU2E
14396 | PSS_BIZ_9424/S2AD200-1-30-C1 PSS_TUN_9000/S2AD200-1-16-C1 DSR | PSS_BIZ_9424/S2AD200-1-30-C1 PSS_TUN_9000/S2AD200-1-16-C1 DSR |  | 100GbE | odu4 | MANAGED_PLANE | UNPROTECTED | NA | MANAGED_PLANE | BiDirectional | Up | SUCCESS | 0.0 | 0.0 | PSS_BIZ_9424 | 1830 PSS-32 | S2AD200 | S2AD200-1-30-C1 | PSS_TUN_9000 | 1830 PSS-32 | S2AD200 | S2AD200-1-16-C1 | Started | Started | Cleared | Cleared | No | No | 2025-07-22 00:37:29 | USER | PSS_BIZ_9170/AHPHG-1-2-LINE-PSS_BIZ_9018/AHPHG-1-2-LINE PSS_BIZ_9170/AHPHG-1-6-LINE-PSS_BIZ_9424/AHPHG-1-2-LINE PSS_BIZ_9251/IROADM-1-2-LINEOUT-PSS_BIZ_9018/A2325A-1-6-LINE PSS_BIZ_9251/IROADM-1-3-LINEOUT-PSS_BIZ_9020/A2325A-1-6-LINE PSS_TUN_9000/PORT-3-2-LINEOUT-PSS_BIZ_9020/AHPHG-1-2-LINE | PSS_BIZ_9170 PSS_BIZ_9018 PSS_BIZ_9424 PSS_BIZ_9251 PSS_BIZ_9020 PSS_TUN_9000 | PSS_BIZ_9424/S2AD200-1-30-L1/SFD-29-1-9210/OS PSS_TUN_9000/S2AD200-1-16-L1/SFD-29-1-9210/OS |  |  |  | PSS_TUN_9000/OTUODU4-1-16-1 PSS_BIZ_9424/OTUODU4-1-30-1 ODU4 OTU4#1
14424 | PSS_TUN_9002/PORT-1-13-C2 PSS_BIZ_9251/PORT-1-9-C2 DSR | PSS_TUN_9002/PORT-1-13-C2 PSS_BIZ_9251/PORT-1-9-C2 DSR |  | 100GbE | odu4 | MANAGED_PLANE | UNPROTECTED | NA | MANAGED_PLANE | BiDirectional | Up | NOT SUPPORTED | 0.0 | 0.0 | PSS_TUN_9002 | 1830 PSS-32 | S4X400 | PORT-1-13-C2 | PSS_BIZ_9251 | 1830 PSS-32 | S4X400 | PORT-1-9-C2 | Started | Started | Cleared | Cleared | No | No | 2025-07-23 01:13:16 | USER | PSS_BIZ_9251/IROADM-1-3-LINEOUT-PSS_BIZ_9020/A2325A-1-6-LINE PSS_TUN_9000/PORT-1-2-LINEOUT-PSS_TUN_9002/PORT-1-2-LINEIN PSS_TUN_9000/PORT-3-2-LINEOUT-PSS_BIZ_9020/AHPHG-1-2-LINE | PSS_BIZ_9251 PSS_BIZ_9020 PSS_TUN_9000 PSS_TUN_9002 | PSS_BIZ_9251/OPS-1-28-SIG/PORT-1-9-L1/OS PSS_TUN_9002/PORT-1-13-L1/OPS-1-33-SIG/OS PSS_TUN_9002/OPS-1-33-A/SFD-27-1-9370/OS PSS_BIZ_9251/OPS-1-28-A/SFD-26-1-9370/OS |  |  |  | PSS_TUN_9002/PORT-1-13-L1 PSS_BIZ_9251/PORT-1-9-L1 OTSIG TUNNEL
14427 | PSS_TUN_9002/PORT-1-13-C3 PSS_BIZ_9251/PORT-1-9-C3 DSR | PSS_TUN_9002/PORT-1-13-C3 PSS_BIZ_9251/PORT-1-9-C3 DSR |  | 100GbE | odu4 | MANAGED_PLANE | UNPROTECTED | NA | MANAGED_PLANE | BiDirectional | Up | NOT SUPPORTED | 0.0 | 0.0 | PSS_TUN_9002 | 1830 PSS-32 | S4X400 | PORT-1-13-C3 | PSS_BIZ_9251 | 1830 PSS-32 | S4X400 | PORT-1-9-C3 | Started | Started | Cleared | Cleared | No | No | 2025-07-23 01:23:45 | USER | PSS_BIZ_9251/IROADM-1-3-LINEOUT-PSS_BIZ_9020/A2325A-1-6-LINE PSS_TUN_9000/PORT-1-2-LINEOUT-PSS_TUN_9002/PORT-1-2-LINEIN PSS_TUN_9000/PORT-3-2-LINEOUT-PSS_BIZ_9020/AHPHG-1-2-LINE | PSS_BIZ_9251 PSS_BIZ_9020 PSS_TUN_9000 PSS_TUN_9002 | PSS_BIZ_9251/OPS-1-28-SIG/PORT-1-9-L1/OS PSS_TUN_9002/PORT-1-13-L1/OPS-1-33-SIG/OS PSS_TUN_9002/OPS-1-33-A/SFD-27-1-9370/OS PSS_BIZ_9251/OPS-1-28-A/SFD-26-1-9370/OS |  |  |  | PSS_TUN_9002/PORT-1-13-L1 PSS_BIZ_9251/PORT-1-9-L1 OTSIG TUNNEL
14430 | PSS_TUN_9002/PORT-1-13-C1 PSS_BIZ_9251/PORT-1-9-C1 DSR | PSS_TUN_9002/PORT-1-13-C1 PSS_BIZ_9251/PORT-1-9-C1 DSR |  | 100GbE | odu4 | MANAGED_PLANE | UNPROTECTED | NA | MANAGED_PLANE | BiDirectional | Up | NOT SUPPORTED | 0.0 | 0.0 | PSS_TUN_9002 | 1830 PSS-32 | S4X400 | PORT-1-13-C1 | PSS_BIZ_9251 | 1830 PSS-32 | S4X400 | PORT-1-9-C1 | Started | Started | Cleared | Cleared | No | No | 2025-07-23 23:55:12 | USER | PSS_BIZ_9251/IROADM-1-3-LINEOUT-PSS_BIZ_9020/A2325A-1-6-LINE PSS_TUN_9000/PORT-1-2-LINEOUT-PSS_TUN_9002/PORT-1-2-LINEIN PSS_TUN_9000/PORT-3-2-LINEOUT-PSS_BIZ_9020/AHPHG-1-2-LINE | PSS_BIZ_9251 PSS_BIZ_9020 PSS_TUN_9000 PSS_TUN_9002 | PSS_BIZ_9251/OPS-1-28-SIG/PORT-1-9-L1/OS PSS_TUN_9002/PORT-1-13-L1/OPS-1-33-SIG/OS PSS_TUN_9002/OPS-1-33-A/SFD-27-1-9370/OS PSS_BIZ_9251/OPS-1-28-A/SFD-26-1-9370/OS |  |  |  | PSS_TUN_9002/PORT-1-13-L1 PSS_BIZ_9251/PORT-1-9-L1 OTSIG TUNNEL
14447 | PSS_BAR_9222/S13X100-1-4-C2 PSS_NAB_9032/S13X100-1-14-C2 DSR | PSS_BAR_9222/S13X100-1-4-C2 PSS_NAB_9032/S13X100-1-14-C2 DSR |  | 10GbE | odu2e | MANAGED_PLANE | UNPROTECTED | NA | MANAGED_PLANE | BiDirectional | Up | INVALID | 0.0 | 0.0 | PSS_BAR_9222 | 1830 PSS-32 | S13X100 | S13X100-1-4-C2 | PSS_NAB_9032 | 1830 PSS-32 | S13X100 | S13X100-1-14-C2 | Started | Started | Cleared | Cleared | No | No | 2025-07-29 15:02:26 | USER | PSS_NAB_9032/PORT-1-6-LINEOUT-PSS_BAR_9222/PORT-1-5-LINEIN | PSS_NAB_9032 PSS_BAR_9222 | PSS_BAR_9222/S13X100-1-4-L1/SFD-28-1-9200/OS PSS_NAB_9032/PSC-30-1-B1/S13X100-1-14-L1/OS |  |  |  | PSS_BAR_9222/OTUODU4-1-4-L1 PSS_NAB_9032/OTUODU4-1-14-_11404:3
14450 | PSS_NAB_9032/S13X100-1-17-C2 PSS_NAB_9031/S13X100-1-16-C2 DSR | PSS_NAB_9032/S13X100-1-17-C2 PSS_NAB_9031/S13X100-1-16-C2 DSR |  | 10GbE | odu2e | MANAGED_PLANE | UNPROTECTED | NA | MANAGED_PLANE | BiDirectional | Up | NOTAVAILABLE | 0.541 | 0.0 | PSS_NAB_9032 | 1830 PSS-32 | S13X100 | S13X100-1-17-C2 | PSS_NAB_9031 | 1830 PSS-32 | S13X100 | S13X100-1-16-C2 | Started | Started | Cleared | Cleared | No | No | 2025-07-29 15:28:52 | USER | PSS_NAB_9031/PORT-1-7-LINEOUT-PSS_NAB_9032/RA2P-1-2-LINEIN | PSS_NAB_9031 PSS_NAB_9032 | PSS_NAB_9031/S13X100-1-16-L1/SFD-29-1-9200/OS PSS_NAB_9032/PSC-30-1-A1/S13X100-1-17-L1/OS |  |  |  | PSS_NAB_9032/OTUODU4-1-17-L1 PSS_NAB_9031/OTUODU4-1-16_11438:3
14462 | PSS_SOS_9004/S2AD200-1-17-C1 PSS_MAH_9448/S2AD200-1-17-C1 DSR | PSS_SOS_9004/S2AD200-1-17-C1 PSS_MAH_9448/S2AD200-1-17-C1 DSR |  | 100GbE | odu4 | MANAGED_PLANE | UNPROTECTED | NA | MANAGED_PLANE | BiDirectional | Up | SUCCESS | 0.0 | 0.0 | PSS_SOS_9004 | 1830 PSS-32 | S2AD200 | S2AD200-1-17-C1 | PSS_MAH_9448 | 1830 PSS-32 | S2AD200 | S2AD200-1-17-C1 | Started | Started | Cleared | Cleared | No | No | 2025-07-30 00:12:36 | USER | PSS_SOS_9189/PORT-1-10-LINEOUT-PSS_MAH_9448/PORT-1-2-LINEIN PSS_SOS_9004/PORT-1-2-LINEOUT-PSS_SOS_9189/PORT-1-7-LINEIN | PSS_SOS_9189 PSS_MAH_9448 PSS_SOS_9004 | PSS_MAH_9448/S2AD200-1-17-L1/SFD-27-1-9310/OS PSS_SOS_9004/S2AD200-1-17-L1/SFD-25-1-9310/OS |  |  |  | PSS_SOS_9004/OCH-1-17-L1 PSS_MAH_9448/OCH-1-17-L1 OTU4X2
14465 | PSS_SOS_9004/S2AD200-1-17-C2 PSS_MAH_9448/S2AD200-1-17-C2 DSR | PSS_SOS_9004/S2AD200-1-17-C2 PSS_MAH_9448/S2AD200-1-17-C2 DSR |  | 100GbE | odu4 | MANAGED_PLANE | UNPROTECTED | NA | MANAGED_PLANE | BiDirectional | Up | SUCCESS | 0.0 | 0.0 | PSS_SOS_9004 | 1830 PSS-32 | S2AD200 | S2AD200-1-17-C2 | PSS_MAH_9448 | 1830 PSS-32 | S2AD200 | S2AD200-1-17-C2 | Started | Started | Cleared | Cleared | No | No | 2025-07-30 00:13:04 | USER | PSS_SOS_9189/PORT-1-10-LINEOUT-PSS_MAH_9448/PORT-1-2-LINEIN PSS_SOS_9004/PORT-1-2-LINEOUT-PSS_SOS_9189/PORT-1-7-LINEIN | PSS_SOS_9189 PSS_MAH_9448 PSS_SOS_9004 | PSS_MAH_9448/S2AD200-1-17-L1/SFD-27-1-9310/OS PSS_SOS_9004/S2AD200-1-17-L1/SFD-25-1-9310/OS |  |  |  | PSS_SOS_9004/OCH-1-17-L1 PSS_MAH_9448/OCH-1-17-L1 OTU4X2
14468 | PSS_BAR_9148/S13X100-4-5-C8 PSS_NAB_9191/S13X100-1-12-C8 DSR | PSS_BAR_9148/S13X100-4-5-C8 PSS_NAB_9191/S13X100-1-12-C8 DSR |  | 10GbE | odu2e | MANAGED_PLANE | UNPROTECTED | NA | MANAGED_PLANE | BiDirectional | Up | NOTAVAILABLE | 0.441 | 0.0 | PSS_BAR_9148 | 1830 PSS-32 | S13X100 | S13X100-4-5-C8 | PSS_NAB_9191 | 1830 PSS-32 | S13X100 | S13X100-1-12-C8 | Started | Started | Cleared | Cleared | No | No | 2025-07-30 16:35:32 | USER | PSS_NAB_9191/PORT-1-6-LINEOUT-PSS_BAR_9148/PORT-5-2-LINEIN | PSS_NAB_9191 PSS_BAR_9148 | PSS_BAR_9148/S13X100-4-5-L1/SFD-31-1-9180/OS PSS_NAB_9191/S13X100-1-12-L1/PSC-28-1-A1/OS |  |  |  | PSS_BAR_9148/OTUODU4-4-5-L1 PSS_NAB_9191/OTUODU4-1-12-L1 ODU4 OTU4#1
14489 | PSS_SFX_9015/S2AD200-4-32-C1 PSS_SFX_9179/S2AD200-1-31-C1 DSR | PSS_SFX_9015/S2AD200-4-32-C1 PSS_SFX_9179/S2AD200-1-31-C1 DSR |  | 100GbE | odu4 | MANAGED_PLANE | UNPROTECTED | NA | MANAGED_PLANE | BiDirectional | Up | SUCCESS | 0.0 | 0.0 | PSS_SFX_9015 | 1830 PSS-32 | S2AD200 | S2AD200-4-32-C1 | PSS_SFX_9179 | 1830 PSS-32 | S2AD200 | S2AD200-1-31-C1 | Started | Started | Cleared | Cleared | No | No | 2025-07-31 01:32:34 | USER | PSS_SFX_9179/IROADM-1-4-LINEOUT-PSS_SFX_9015/PORT-4-2-LINEIN | PSS_SFX_9179 PSS_SFX_9015 | PSS_SFX_9015/S2AD200-4-32-L1/SFD-29-1-9190/OS PSS_SFX_9179/S2AD200-1-31-L1/SFD-28-1-9190/OS |  |  |  | PSS_SFX_9015/OTUODU4-4-32-1 PSS_SFX_9179/OTUODU4-1-31-1 ODU4 OTU4#1
14492 | PSS_SFX_9180/S2AD200-1-17-C1 PSS_SFX_9179/S2AD200-1-13-C1 DSR | PSS_SFX_9180/S2AD200-1-17-C1 PSS_SFX_9179/S2AD200-1-13-C1 DSR |  | 100GbE | odu4 | MANAGED_PLANE | UNPROTECTED | NA | MANAGED_PLANE | BiDirectional | Up | SUCCESS | 0.0 | 0.0 | PSS_SFX_9180 | 1830 PSS-32 | S2AD200 | S2AD200-1-17-C1 | PSS_SFX_9179 | 1830 PSS-32 | S2AD200 | S2AD200-1-13-C1 | Started | Started | Cleared | Cleared | No | No | 2025-07-31 01:33:18 | USER | PSS_SFX_9179/IROADM-1-3-LINEOUT-PSS_SFX_9180/AHPHG-1-2-LINE | PSS_SFX_9179 PSS_SFX_9180 | PSS_SFX_9180/S2AD200-1-17-L1/SFD-27-1-9190/OS PSS_SFX_9179/S2AD200-1-13-L1/SFD-27-1-9190/OS |  |  |  | PSS_SFX_9180/OTUODU4-1-17-1 PSS_SFX_9179/OTUODU4-1-13-1 ODU4 OTU4#1
14506 | PSS_SFX_9237/S2AD200-1-14-C1 PSS_SFX_9180/S2AD200-1-35-C1 DSR | PSS_SFX_9237/S2AD200-1-14-C1 PSS_SFX_9180/S2AD200-1-35-C1 DSR |  | 100GbE | odu4 | MANAGED_PLANE | UNPROTECTED | NA | MANAGED_PLANE | BiDirectional | Up | SUCCESS | 0.0 | 0.0 | PSS_SFX_9237 | 1830 PSS-32 | S2AD200 | S2AD200-1-14-C1 | PSS_SFX_9180 | 1830 PSS-32 | S2AD200 | S2AD200-1-35-C1 | Started | Started | Cleared | Cleared | No | No | 2025-07-31 23:43:55 | USER | PSS_SFX_9180/AHPHG-1-5-LINE-PSS_SFX_9237/AHPHG-1-2-LINE | PSS_SFX_9237 PSS_SFX_9180 | PSS_SFX_9180/S2AD200-1-35-L1/SFD-28-1-9190/OS PSS_SFX_9237/S2AD200-1-14-L1/SFD-30-1-9190/OS |  |  |  | PSS_SFX_9237/OTUODU4-1-14-1 PSS_SFX_9180/OTUODU4-1-35-1 ODU4 OTU4#1
14509 | PSS_SFX_9237/S2AD200-1-32-C1 PSS_GAB_9026/S2AD200-1-17-C1 DSR | PSS_SFX_9237/S2AD200-1-32-C1 PSS_GAB_9026/S2AD200-1-17-C1 DSR |  | 100GbE | odu4 | MANAGED_PLANE | UNPROTECTED | NA | MANAGED_PLANE | BiDirectional | Up | SUCCESS | 0.0 | 0.0 | PSS_SFX_9237 | 1830 PSS-32 | S2AD200 | S2AD200-1-32-C1 | PSS_GAB_9026 | 1830 PSS-32 | S2AD200 | S2AD200-1-17-C1 | Started | Started | Cleared | Cleared | No | No | 2025-07-31 23:44:27 | USER | PSS_GAB_9476/AHPHG-1-2-LINE-PSS_SFX_9235/ALPHG-1-6-LINE PSS_GAB_9476/AHPHG-1-6-LINE-PSS_GAB_9026/ALPHG-1-2-LINE PSS_SFX_9235/ALPHG-1-10-LINE-PSS_SFX_9237/AHPHG-1-6-LINE | PSS_GAB_9476 PSS_SFX_9235 PSS_GAB_9026 PSS_SFX_9237 | PSS_SFX_9237/S2AD200-1-32-L1/SFD-31-1-9190/OS PSS_GAB_9026/S2AD200-1-17-L1/SFD-25-1-9190/OS |  |  |  | PSS_SFX_9237/OTUODU4-1-32-1 PSS_GAB_9026/OTUODU4-1-17-1 ODU4 OTU4#1
14514 | PSS_NAB_9031/S13X100-1-15-C2 PSS_BAR_9148/S13X100-4-5-C6 DSR | PSS_NAB_9031/S13X100-1-15-C2 PSS_BAR_9148/S13X100-4-5-C6 DSR |  | 10GbE | odu2e | MANAGED_PLANE | UNPROTECTED | NA | MANAGED_PLANE | BiDirectional | Up | NOTAVAILABLE | 1.0 | 0.0 | PSS_NAB_9031 | 1830 PSS-32 | S13X100 | S13X100-1-15-C2 | PSS_BAR_9148 | 1830 PSS-32 | S13X100 | S13X100-4-5-C6 | Started | Started | Cleared | Cleared | No | No | 2025-08-01 02:20:25 | USER | PSS_NAB_9191/PORT-1-6-LINEOUT-PSS_BAR_9148/PORT-5-2-LINEIN PSS_NAB_9236-TR/PORT-1-2-LINEOUT-PSS_NAB_9031/PORT-1-2-LINEIN PSS_NAB_9191/PORT-1-2-LINEOUT-PSS_NAB_9177/PORT-1-2-LINEIN PSS_NAB_9236-TR/PORT-1-5-LINEOUT-PSS_NAB_9177/PORT-1-3-LINEIN | PSS_NAB_9191 PSS_BAR_9148 PSS_NAB_9236-TR PSS_NAB_9031 PSS_NAB_9191 PSS_NAB_9177 PSS_NAB_9236-TR | PSS_BAR_9148/S13X100-4-5-L1/SFD-31-1-9180/OS PSS_NAB_9191/S13X100-1-12-L1/PSC-28-1-A1/OS PSS_NAB_9236-TR/S13X100-1-13-L1/SFD-25-1-9200/OS PSS_NAB_9031/S13X100-1-15-L1/PSC-30-1-B1/OS PSS_NAB_9191/PSC-28-1-B2/S13X100-1-9-L1/OS PSS_NAB_9236-TR/S13X100-1-12-L1/SFD-26-1-9280/OS PSS_NAB_9191/S13X100-1-12-C6/S13X100-1-9-C6/OS PSS_NAB_9236-TR/S13X100-1-12-C6/S13X100-1-13-C6/OS |  |  |  | PSS_BAR_9148/OTUODU4-4-5-L1 PSS_NAB_9191/OTUODU4-1-12-L1 ODU4 OTU4#1 PSS_NAB_9031/OTUODU4-1-15-L1 PSS_NAB_9236-TR/OTUODU4-1_11449:1 PSS_NAB_9191/OTUODU4-1-9-L1 PSS_NAB_9236-TR/OTUODU4-1-_11672:10 PSS_NAB_9191/OTU-1-9-C6 PSS_NAB_9191/OTU-1-12-C6 OTU2E PSS_NAB_9236-TR/OTU-1-12-C6 PSS_NAB_9236-TR/OTU-1-13-C6 OTU2E
14547 | PSS_MAH_9039/S13X100-1-13-C9 PSS_MAH_9288/S13X100-1-14-C9 DSR | PSS_MAH_9039/S13X100-1-13-C9 PSS_MAH_9288/S13X100-1-14-C9 DSR |  | 10GbE | odu2e | MANAGED_PLANE | UNPROTECTED | NA | MANAGED_PLANE | BiDirectional | Up | NOTAVAILABLE | 0.0 | 0.0 | PSS_MAH_9039 | 1830 PSS-32 | S13X100 | S13X100-1-13-C9 | PSS_MAH_9288 | 1830 PSS-32 | S13X100 | S13X100-1-14-C9 | Started | Started | Cleared | Cleared | No | No | 2025-08-05 23:56:14 | USER | PSS_MAH_9039/PORT-1-7-LINEOUT-PSS_MAH_9288/IROADM-1-3-LINEIN | PSS_MAH_9039 PSS_MAH_9288 | PSS_MAH_9039/PSC-31-1-B3/S13X100-1-13-L1/OS PSS_MAH_9288/S13X100-1-14-L1/SFD-25-1-9190/OS |  |  |  | PSS_MAH_9039/OTUODU4-1-13-L1 PSS_MAH_9288/OTUODU4-1-14-L1 ODU4 OTU4#1
14567 | PSS_MAH_9039/S13X100-1-13-C10 PSS_MAH_9288/S13X100-1-14-C10 DSR | PSS_MAH_9039/S13X100-1-13-C10 PSS_MAH_9288/S13X100-1-14-C10 DSR |  | 10GbE | odu2e | MANAGED_PLANE | UNPROTECTED | NA | MANAGED_PLANE | BiDirectional | Up | NOTAVAILABLE | 0.0 | 0.0 | PSS_MAH_9039 | 1830 PSS-32 | S13X100 | S13X100-1-13-C10 | PSS_MAH_9288 | 1830 PSS-32 | S13X100 | S13X100-1-14-C10 | Started | Started | Cleared | Cleared | No | No | 2025-08-05 23:57:24 | USER | PSS_MAH_9039/PORT-1-7-LINEOUT-PSS_MAH_9288/IROADM-1-3-LINEIN | PSS_MAH_9039 PSS_MAH_9288 | PSS_MAH_9039/PSC-31-1-B3/S13X100-1-13-L1/OS PSS_MAH_9288/S13X100-1-14-L1/SFD-25-1-9190/OS |  |  |  | PSS_MAH_9039/OTUODU4-1-13-L1 PSS_MAH_9288/OTUODU4-1-14-L1 ODU4 OTU4#1
14613 | PSS_SOS_9004/S2AD200-3-11-C1 PSS_SBO_9069/S2AD200-1-31-C1 DSR | PSS_SOS_9004/S2AD200-3-11-C1 PSS_SBO_9069/S2AD200-1-31-C1 DSR |  | 100GbE | odu4 | MANAGED_PLANE | UNPROTECTED | NA | MANAGED_PLANE | BiDirectional | Up | SUCCESS | 0.0 | 0.0 | PSS_SOS_9004 | 1830 PSS-32 | S2AD200 | S2AD200-3-11-C1 | PSS_SBO_9069 | 1830 PSS-32 | S2AD200 | S2AD200-1-31-C1 | Started | Started | Cleared | Cleared | No | No | 2025-08-07 23:34:01 | USER | PSS_SOS_9004/PORT-3-2-LINEOUT-PSS_KAI_9023/AHPHG-1-2-LINE | PSS_SOS_9004 PSS_KAI_9023 | PSS_SOS_9004/S2AD200-3-11-L1/SFD-31-1-9180/OS PSS_KAI_9023/SFD-29-1-9180/S2AD200-1-32-L1/OS |  |  |  | PSS_SOS_9004/OTUODU4-3-11-1 PSS_SBO_9069/OTUODU4-1-31-1 ODU4 OTU4#1
14635 | PSS_KAS_9103/S2AD200-2-10-C1 PSS_KAS_9470/S2AD200-1-31-C1 DSR | PSS_KAS_9103/S2AD200-2-10-C1 PSS_KAS_9470/S2AD200-1-31-C1 DSR |  | 100GbE | odu4 | MANAGED_PLANE | UNPROTECTED | NA | MANAGED_PLANE | BiDirectional | Up | DMF - Delay Measurement Test Failed | 0.0 | 0.0 | PSS_KAS_9103 | 1830 PSS-32 | S2AD200 | S2AD200-2-10-C1 | PSS_KAS_9470 | 1830 PSS-32 | S2AD200 | S2AD200-1-31-C1 | Started | Started | Cleared | Cleared | No | No | 2025-08-12 00:44:34 | USER | PSS_KAS_9470/AHPLG-1-6-LINE-PSS_KAS_9103/A2325A-2-2-LINE | PSS_KAS_9103 PSS_KAS_9470 | PSS_KAS_9470/S2AD200-1-31-L1/SFD-30-1-9200/OS PSS_KAS_9103/S2AD200-2-10-L1/SFD-31-1-9200/OS |  |  |  | PSS_KAS_9103/OTUODU4-2-10-1 PSS_KAS_9470/OTUODU4-1-31-1 ODU4 OTU4#1
14652 | PSS_TUN_9002/S2AD200-3-33-C1 PSS_BEJ_9239/S2AD200-1-35-C1 DSR | PSS_TUN_9002/S2AD200-3-33-C1 PSS_BEJ_9239/S2AD200-1-35-C1 DSR |  | 100GbE | odu4 | MANAGED_PLANE | UNPROTECTED | NA | MANAGED_PLANE | BiDirectional | Up | SUCCESS | 0.0 | 0.0 | PSS_TUN_9002 | 1830 PSS-32 | S2AD200 | S2AD200-3-33-C1 | PSS_BEJ_9239 | 1830 PSS-32 | S2AD200 | S2AD200-1-35-C1 | Started | Started | Cleared | Cleared | No | No | 2025-08-13 23:39:16 | USER | PSS_TUN_9077/A2325A-1-6-LINE-PSS_BEJ_1003/AHPHG-1-2-LINE PSS_TUN_9002/PORT-3-2-LINEOUT-PSS_TUN_9077/A2325A-1-2-LINE | PSS_TUN_9077 PSS_BEJ_9239 PSS_TUN_9002 | PSS_TUN_9002/S2AD200-3-33-L1/SFD-26-1-9210/OS PSS_BEJ_9239/S2AD200-1-35-L1/SFD-29-1-9210/OS |  |  |  | PSS_TUN_9002/OTUODU4-3-33-1 PSS_BEJ_9239/OTUODU4-1-35-1 ODU4 OTU4#1
14687 | PSS_TUN_9000/S2AD200-3-34-C1 PSS_BEJ_9245/S2AD200-2-33-C1 DSR | PSS_TUN_9000/S2AD200-3-34-C1 PSS_BEJ_9245/S2AD200-2-33-C1 DSR |  | 100GbE | odu4 | MANAGED_PLANE | UNPROTECTED | NA | MANAGED_PLANE | BiDirectional | Up | DMF - Delay Measurement Test Failed | 0.0 | 0.0 | PSS_TUN_9000 | 1830 PSS-32 | S2AD200 | S2AD200-3-34-C1 | PSS_BEJ_9245 | 1830 PSS-32 | S2AD200 | S2AD200-2-33-C1 | Started | Started | Cleared | Cleared | No | No | 2025-08-15 00:11:10 | USER | PSS_BIZ_9170/AHPHG-1-2-LINE-PSS_BIZ_9018/AHPHG-1-2-LINE PSS_BIZ_9170/AHPHG-1-6-LINE-PSS_BIZ_9424/AHPHG-1-2-LINE PSS_BEJ_9516/A2325A-2-2-LINE-PSS_BIZ_9424/A2325A-1-6-LINE PSS_BIZ_9251/IROADM-1-2-LINEOUT-PSS_BIZ_9018/A2325A-1-6-LINE PSS_BIZ_9251/IROADM-1-3-LINEOUT-PSS_BIZ_9020/A2325A-1-6-LINE PSS_TUN_9000/PORT-3-2-LINEOUT-PSS_BIZ_9020/AHPHG-1-2-LINE | PSS_BIZ_9170 PSS_BIZ_9018 PSS_BIZ_9424 PSS_BEJ_9245 PSS_BIZ_9251 PSS_BIZ_9020 PSS_TUN_9000 | PSS_BEJ_9245/S2AD200-2-33-L1/SFD-32-1-9170/OS PSS_TUN_9000/S2AD200-3-34-L1/SFD-29-1-9170/OS |  |  |  | PSS_TUN_9000/OTUODU4-3-34-1 PSS_BEJ_9245/OTUODU4-2-33-1 ODU4 OTU4#1
14750 | PSS_BAR_9222/S2AD200-1-16-C1 PSS_KAS_9470/S2AD200-1-13-C1 DSR | PSS_BAR_9222/S2AD200-1-16-C1 PSS_KAS_9470/S2AD200-1-13-C1 DSR |  | 100GbE | odu4 | MANAGED_PLANE | UNPROTECTED | NA | MANAGED_PLANE | BiDirectional | Up | SUCCESS | 0.0 | 0.0 | PSS_BAR_9222 | 1830 PSS-32 | S2AD200 | S2AD200-1-16-C1 | PSS_KAS_9470 | 1830 PSS-32 | S2AD200 | S2AD200-1-13-C1 | Started | Started | Cleared | Cleared | No | No | 2025-08-18 23:25:36 | USER | PSS_JEN_9084/ALPHG-1-2-LINE-PSS_JEN_9188/AHPHG-1-2-LINE PSS_TUN_9077/A2325A-1-6-LINE-PSS_BEJ_1003/AHPHG-1-2-LINE PSS_JEN_9084/ALPHG-1-6-LINE-PSS_KEF_9058/ALPHG-1-2-LINE PSS_BEJ_9516/ALPHG-1-2-LINE-PSS_BEJ_1003/AHPHG-1-6-LINE PSS_BEJ_9516/ALPHG-1-6-LINE-PSS_JEN_9188/AHPHG-1-6-LINE PSS_KEF_9058/A2325A-2-2-LINE-PSS_KAS_9470/A2325A-1-2-LINE PSS_TUN_9002/PORT-3-2-LINEOUT-PSS_TUN_9077/A2325A-1-2-LINE PSS_BAR_9222/PORT-1-2-LINEOUT-PSS_TUN_9002/PORT-4-2-LINEIN | PSS_JEN_9188 PSS_JEN_9084 PSS_TUN_9077 PSS_BEJ_9239 PSS_KEF_9058 PSS_BEJ_9245 PSS_KAS_9470 PSS_TUN_9002 PSS_BAR_9222 | PSS_BAR_9222/S2AD200-1-16-L1/SFD-25-1-9260/OS PSS_KAS_9470/S2AD200-1-13-L1/SFD-29-1-9260/OS |  |  |  | PSS_BAR_9222/OTUODU4-1-16-1 PSS_KAS_9470/OTUODU4-1-13-1 ODU4 OTU4#1
14762 | PSS_BEJ_9239/S2AD200-1-17-C1 PSS_BEJ_9245/S2AD200-1-29-C1 DSR | PSS_BEJ_9239/S2AD200-1-17-C1 PSS_BEJ_9245/S2AD200-1-29-C1 DSR |  | 100GbE | odu4 | MANAGED_PLANE | UNPROTECTED | NA | MANAGED_PLANE | BiDirectional | Up | SUCCESS | 0.0 | 0.0 | PSS_BEJ_9239 | 1830 PSS-32 | S2AD200 | S2AD200-1-17-C1 | PSS_BEJ_9245 | 1830 PSS-32 | S2AD200 | S2AD200-1-29-C1 | Started | Started | Cleared | Cleared | No | No | 2025-08-20 00:37:21 | USER | PSS_BEJ_9516/ALPHG-1-2-LINE-PSS_BEJ_1003/AHPHG-1-6-LINE | PSS_BEJ_9245 PSS_BEJ_9239 | PSS_BEJ_9245/S2AD200-1-29-L1/SFD-27-1-9210/OS PSS_BEJ_9239/S2AD200-1-17-L1/SFD-30-1-9210/OS |  |  |  | PSS_BEJ_9239/OTUODU4-1-17-1 PSS_BEJ_9245/OTUODU4-1-29-1 ODU4 OTU4#1
14771 | PSS_KEF_9058/S2AD200-1-10-C1 PSS_JEN_9084/S2AD200-1-28-C1 DSR | PSS_KEF_9058/S2AD200-1-10-C1 PSS_JEN_9084/S2AD200-1-28-C1 DSR |  | 100GbE | odu4 | MANAGED_PLANE | UNPROTECTED | NA | MANAGED_PLANE | BiDirectional | Up | SUCCESS | 0.0 | 0.0 | PSS_KEF_9058 | 1830 PSS-32 | S2AD200 | S2AD200-1-10-C1 | PSS_JEN_9084 | 1830 PSS-32 | S2AD200 | S2AD200-1-28-C1 | Started | Started | Cleared | Cleared | No | No | 2025-08-21 00:33:36 | USER | PSS_JEN_9084/ALPHG-1-6-LINE-PSS_KEF_9058/ALPHG-1-2-LINE | PSS_KEF_9058 PSS_JEN_9084 | PSS_KEF_9058/S2AD200-1-10-L1/SFD-32-1-9200/OS PSS_JEN_9084/S2AD200-1-28-L1/SFD-31-1-9200/OS |  |  |  | PSS_KEF_9058/OTUODU4-1-10-1 PSS_JEN_9084/OTUODU4-1-28-1 ODU4 OTU4#1
14780 | PSS_JEN_9084/S2AD200-1-10-C1 PSS_TUN_9077/S2AD200-1-10-C1 DSR | PSS_JEN_9084/S2AD200-1-10-C1 PSS_TUN_9077/S2AD200-1-10-C1 DSR |  | 100GbE | odu4 | MANAGED_PLANE | UNPROTECTED | NA | MANAGED_PLANE | BiDirectional | Up | SUCCESS | 0.0 | 0.0 | PSS_JEN_9084 | 1830 PSS-32 | S2AD200 | S2AD200-1-10-C1 | PSS_TUN_9077 | 1830 PSS-32 | S2AD200 | S2AD200-1-10-C1 | Started | Started | Cleared | Cleared | No | No | 2025-08-21 23:54:49 | USER | PSS_JEN_9084/ALPHG-1-2-LINE-PSS_JEN_9188/AHPHG-1-2-LINE PSS_TUN_9077/A2325A-1-6-LINE-PSS_BEJ_1003/AHPHG-1-2-LINE PSS_BEJ_9516/ALPHG-1-2-LINE-PSS_BEJ_1003/AHPHG-1-6-LINE PSS_BEJ_9516/ALPHG-1-6-LINE-PSS_JEN_9188/AHPHG-1-6-LINE | PSS_JEN_9188 PSS_JEN_9084 PSS_TUN_9077 PSS_BEJ_9239 PSS_BEJ_9245 | PSS_JEN_9084/S2AD200-1-10-L1/SFD-26-1-9200/OS PSS_TUN_9077/S2AD200-1-10-L1/SFD-28-1-9200/OS |  |  |  | PSS_JEN_9084/OTUODU4-1-10-1 PSS_TUN_9077/OTUODU4-1-10-1 ODU4 OTU4#1
14783 | PSS_NAB_9191/S13X100-1-12-C9 PSS_BAR_9148/S13X100-4-5-C9 DSR | PSS_NAB_9191/S13X100-1-12-C9 PSS_BAR_9148/S13X100-4-5-C9 DSR |  | 10GbE | odu2e | MANAGED_PLANE | UNPROTECTED | NA | MANAGED_PLANE | BiDirectional | Up | SUCCESS | 0.447 | 0.0 | PSS_NAB_9191 | 1830 PSS-32 | S13X100 | S13X100-1-12-C9 | PSS_BAR_9148 | 1830 PSS-32 | S13X100 | S13X100-4-5-C9 | Started | Started | Cleared | Cleared | No | No | 2025-08-22 00:58:05 | USER | PSS_NAB_9191/PORT-1-6-LINEOUT-PSS_BAR_9148/PORT-5-2-LINEIN | PSS_NAB_9191 PSS_BAR_9148 | PSS_BAR_9148/S13X100-4-5-L1/SFD-31-1-9180/OS PSS_NAB_9191/S13X100-1-12-L1/PSC-28-1-A1/OS |  |  |  | PSS_BAR_9148/OTUODU4-4-5-L1 PSS_NAB_9191/OTUODU4-1-12-L1 ODU4 OTU4#1
14792 | PSS_GAF_9238/S2AD200-2-16-C1 PSS_SFX_9015/S2AD200-3-24-C1 DSR | PSS_GAF_9238/S2AD200-2-16-C1 PSS_SFX_9015/S2AD200-3-24-C1 DSR |  | 100GbE | odu4 | MANAGED_PLANE | UNPROTECTED | NA | MANAGED_PLANE | BiDirectional | Up | SUCCESS | 0.0 | 0.0 | PSS_GAF_9238 | 1830 PSS-32 | S2AD200 | S2AD200-2-16-C1 | PSS_SFX_9015 | 1830 PSS-32 | S2AD200 | S2AD200-3-24-C1 | Started | Started | Cleared | Cleared | No | No | 2025-08-24 23:42:11 | USER | PSS_GAF_9238/AHPHG-1-2-LINE-PSS_SBO_9094/AHPHG-1-7-LINE PSS_SFX_9455/A2325A-1-6-LINE-PSS_SBO_9094/A2325A-1-3-LINE PSS_SFX_9015/PORT-3-3-LINEOUT-PSS_SFX_9455/A2325A-1-2-LINE | PSS_SBO_9094 PSS_GAF_9238 PSS_SFX_9455 PSS_SFX_9015 | PSS_GAF_9238/S2AD200-2-16-L1/SFD-33-1-9250/OS PSS_SFX_9015/S2AD200-3-24-L1/SFD-34-1-9250/OS |  |  |  | PSS_GAF_9238/OTUODU4-2-16-1 PSS_SFX_9015/OTUODU4-3-24-1 ODU4 OTU4#1